## Cabling
Brand | Product Type | Model | Part Number | Description | Dealer | User | Warranty | Remark
Focomm | Fiber Optic | Fiber Optic Indoor | Zipcord | [7 empty] | Model: | Series_group | Series: | Types:_group | Types: | Jacket Types_group | Length:
|  | 189 | F-Z9-01-SX | Indoor Cable, Simple, SM, 1Core | 2.7 | 4.5 | 30 Years |  | product main | num | Simple, SM, 1Core, Duplex, 50/125MM 2Core, Simplex, 9/125 SM, 1Core, Duplex, 9/125 SM , 2Core | 1 | Fiber Optic Indoor, Fiber Optic Indoor/Outdoor, Fiber Optic Duct, Multi loose Tube Outdoor Duct Armored, Multi loosetube Outdoor Double Jacket Armored , Fiber Optic ADSS , Fiber Optic ARSS | 1 | Zipcord, Distribution (Riser) | 1 | ช่องกรอกความยาว หน่วยเป็น …........m
|  |  | F-Z9-02-DX | Indoor Cable, Duplex, SM , 2Core | 8.4 | 14 | 30 Years |  |  |  | Simple, SM, 1Core, Duplex, 50/125MM 2Core, Simplex, 9/125 SM, 1Core, Duplex, 9/125 SM , 2Core | 1 | Fiber Optic Indoor, Fiber Optic Indoor/Outdoor, Fiber Optic Duct, Multi loose Tube Outdoor Duct Armored, Multi loosetube Outdoor Double Jacket Armored , Fiber Optic ADSS , Fiber Optic ARSS | 1 | Zipcord, Distribution (Riser) | 1 | ช่องกรอกความยาว หน่วยเป็น …........m
|  |  | F-Z5-01-SX | Indoor Cable, Simple, 50/125MM 1Core | 4.2 | 7 | 30 Years |  |  |  | Simple, SM, 1Core, Duplex, 50/125MM 2Core, Simplex, 9/125 SM, 1Core, Duplex, 9/125 SM , 2Core | 1 | Fiber Optic Indoor, Fiber Optic Indoor/Outdoor, Fiber Optic Duct, Multi loose Tube Outdoor Duct Armored, Multi loosetube Outdoor Double Jacket Armored , Fiber Optic ADSS , Fiber Optic ARSS | 1 | Zipcord, Distribution (Riser) | 1 | ช่องกรอกความยาว หน่วยเป็น …........m
|  |  | F-Z5-02-DX | Indoor Cable, Duplex, 50/125MM 2Core | 9.9 | 16.5 | 30 Years |  |  |  | Simple, SM, 1Core, Duplex, 50/125MM 2Core, Simplex, 9/125 SM, 1Core, Duplex, 9/125 SM , 2Core | 1 | Fiber Optic Indoor, Fiber Optic Indoor/Outdoor, Fiber Optic Duct, Multi loose Tube Outdoor Duct Armored, Multi loosetube Outdoor Double Jacket Armored , Fiber Optic ADSS , Fiber Optic ARSS | 1 | Zipcord, Distribution (Riser) | 1 | ช่องกรอกความยาว หน่วยเป็น …........m
Distribution (Riser)
|  |  | F-D9-06 | Distribution Cable 6 Core, SM | 14.1 | 23.5 | 30 Years |  |  |  | Cable 6 Core, 50/125 MM, Cable 12 Core, 50/125MM, Cable 6 Core, 9/125SM, Cable 12Core, SM | 1 | Fiber Optic Indoor, Fiber Optic Indoor/Outdoor, Fiber Optic Duct, Multi loose Tube Outdoor Duct Armored, Multi loosetube Outdoor Double Jacket Armored , Fiber Optic ADSS , Fiber Optic ARSS | 1 | Zipcord, Distribution (Riser) | 1 | ช่องกรอกความยาว หน่วยเป็น …........m
|  |  | F-D9-12 | Distribution Cable 12 Core, SM | 21 | 35 | 30 Years |  |  |  | Cable 6 Core, 50/125 MM, Cable 12 Core, 50/125MM, Cable 6 Core, 9/125SM, Cable 12Core, SM | 1 | Fiber Optic Indoor, Fiber Optic Indoor/Outdoor, Fiber Optic Duct, Multi loose Tube Outdoor Duct Armored, Multi loosetube Outdoor Double Jacket Armored , Fiber Optic ADSS , Fiber Optic ARSS | 1 | Zipcord, Distribution (Riser) | 1 | ช่องกรอกความยาว หน่วยเป็น …........m
|  |  | F-D5-06 | Distribution Cable 6 Core, 50/125MM | 24 | 40 | 30 Years |  |  |  | Cable 6 Core, 50/125 MM, Cable 12 Core, 50/125MM, Cable 6 Core, 9/125SM, Cable 12Core, SM | 1 | Fiber Optic Indoor, Fiber Optic Indoor/Outdoor, Fiber Optic Duct, Multi loose Tube Outdoor Duct Armored, Multi loosetube Outdoor Double Jacket Armored , Fiber Optic ADSS , Fiber Optic ARSS | 1 | Zipcord, Distribution (Riser) | 1 | ช่องกรอกความยาว หน่วยเป็น …........m
|  |  | F-D5-12 | Distribution Cable 12 Core, 50/125MM | 42 | 70 | 30 Years |  |  |  | Cable 6 Core, 50/125 MM, Cable 12 Core, 50/125MM, Cable 6 Core, 9/125SM, Cable 12Core, SM | 1 | Fiber Optic Indoor, Fiber Optic Indoor/Outdoor, Fiber Optic Duct, Multi loose Tube Outdoor Duct Armored, Multi loosetube Outdoor Double Jacket Armored , Fiber Optic ADSS , Fiber Optic ARSS | 1 | Zipcord, Distribution (Riser) | 1 | ช่องกรอกความยาว หน่วยเป็น …........m
|  | Fiber Optic Indoor/Outdoor | Single Loose Tube Indoor/Outdoor (All Directic)
|  |  | HDPE Jacket | [7 empty] | Model: | Series_group | Series: | Types:_group | Types: | Jacket Types_group | Jacket Types: | Length:
|  |  | F-SL-IO9-H-04 | Indoor/Outdoor Cable, SM 9/125um 4 Core | 8.4 | 14 | 30 Years | F-SL-IO9-04 |  |  | SM 9/125um 4 Core, SM 9/125um 6 Core, SM 9/125um 12 Core, MM 50/125um 4 Core, MM 50/125um 4 Core, MM 50/125um 4 Core | 1 | Fiber Optic Indoor, Fiber Optic Indoor/Outdoor, Fiber Optic Duct, Multi loose Tube Outdoor Duct Armored, Multi loosetube Outdoor Double Jacket Armored , Fiber Optic ADSS , Fiber Optic ARSS | 2 | Single Loose Tube Indoor/Outdoor (All Directic) | 2 | HDPE Jacket, LSZH Jacket, Rodent Jacket | ช่องกรอกความยาว หน่วยเป็น …........m
|  |  | F-SL-IO9-H-06 | Indoor/Outdoor Cable, SM 9/125um 6 Core | 9 | 15 | 30 Years | F-SL-IO9-06 |  |  | SM 9/125um 4 Core, SM 9/125um 6 Core, SM 9/125um 12 Core, MM 50/125um 4 Core, MM 50/125um 4 Core, MM 50/125um 4 Core | 1 | Fiber Optic Indoor, Fiber Optic Indoor/Outdoor, Fiber Optic Duct, Multi loose Tube Outdoor Duct Armored, Multi loosetube Outdoor Double Jacket Armored , Fiber Optic ADSS , Fiber Optic ARSS | 2 | Single Loose Tube Indoor/Outdoor (All Directic) | 2 | HDPE Jacket, LSZH Jacket, Rodent Jacket | ช่องกรอกความยาว หน่วยเป็น …........m
|  |  | F-SL-IO9-H-12 | Indoor/Outdoor Cable, SM 9/125um 12 Core | 12 | 20 | 30 Years | F-SL-IO9-12 |  |  | SM 9/125um 4 Core, SM 9/125um 6 Core, SM 9/125um 12 Core, MM 50/125um 4 Core, MM 50/125um 4 Core, MM 50/125um 4 Core | 1 | Fiber Optic Indoor, Fiber Optic Indoor/Outdoor, Fiber Optic Duct, Multi loose Tube Outdoor Duct Armored, Multi loosetube Outdoor Double Jacket Armored , Fiber Optic ADSS , Fiber Optic ARSS | 2 | Single Loose Tube Indoor/Outdoor (All Directic) | 2 | HDPE Jacket, LSZH Jacket, Rodent Jacket | ช่องกรอกความยาว หน่วยเป็น …........m
|  |  | F-SL-IO5-H-04 | Indoor/Outdoor Cable, MM 50/125um 4 Core | 12 | 20 | 30 Years | F-SL-IO5-04 |  |  | SM 9/125um 4 Core, SM 9/125um 6 Core, SM 9/125um 12 Core, MM 50/125um 4 Core, MM 50/125um 4 Core, MM 50/125um 4 Core | 1 | Fiber Optic Indoor, Fiber Optic Indoor/Outdoor, Fiber Optic Duct, Multi loose Tube Outdoor Duct Armored, Multi loosetube Outdoor Double Jacket Armored , Fiber Optic ADSS , Fiber Optic ARSS | 2 | Single Loose Tube Indoor/Outdoor (All Directic) | 2 | HDPE Jacket, LSZH Jacket, Rodent Jacket | ช่องกรอกความยาว หน่วยเป็น …........m
|  |  | F-SL-IO5-H-06 | Indoor/Outdoor Cable, MM 50/125um 6 Core | 14.4 | 24 | 30 Years | F-SL-IO5-06 |  |  | SM 9/125um 4 Core, SM 9/125um 6 Core, SM 9/125um 12 Core, MM 50/125um 4 Core, MM 50/125um 4 Core, MM 50/125um 4 Core | 1 | Fiber Optic Indoor, Fiber Optic Indoor/Outdoor, Fiber Optic Duct, Multi loose Tube Outdoor Duct Armored, Multi loosetube Outdoor Double Jacket Armored , Fiber Optic ADSS , Fiber Optic ARSS | 2 | Single Loose Tube Indoor/Outdoor (All Directic) | 2 | HDPE Jacket, LSZH Jacket, Rodent Jacket | ช่องกรอกความยาว หน่วยเป็น …........m
|  |  | F-SL-IO5-H-12 | Indoor/Outdoor Cable, MM 50/125um 12 Core | 21 | 35 | 30 Years | F-SL-IO5-12 |  |  | SM 9/125um 4 Core, SM 9/125um 6 Core, SM 9/125um 12 Core, MM 50/125um 4 Core, MM 50/125um 4 Core, MM 50/125um 4 Core | 1 | Fiber Optic Indoor, Fiber Optic Indoor/Outdoor, Fiber Optic Duct, Multi loose Tube Outdoor Duct Armored, Multi loosetube Outdoor Double Jacket Armored , Fiber Optic ADSS , Fiber Optic ARSS | 2 | Single Loose Tube Indoor/Outdoor (All Directic) | 2 | HDPE Jacket, LSZH Jacket, Rodent Jacket | ช่องกรอกความยาว หน่วยเป็น …........m
LSZH Jacket
|  |  | F-SL-IO9-L-04 | Indoor/Outdoor Cable, LSZH, SM 9/125um 4 Core |  |  | 30 Years |  |  |  | SM 9/125um 4 Core, SM 9/125um 6 Core, SM 9/125um 12 Core, MM 50/125um 4 Core, MM 50/125um 4 Core, MM 50/125um 4 Core | 1 | Fiber Optic Indoor, Fiber Optic Indoor/Outdoor, Fiber Optic Duct, Multi loose Tube Outdoor Duct Armored, Multi loosetube Outdoor Double Jacket Armored , Fiber Optic ADSS , Fiber Optic ARSS | 2 | Single Loose Tube Indoor/Outdoor (All Directic) | 2 | HDPE Jacket, LSZH Jacket, Rodent Jacket | ช่องกรอกความยาว หน่วยเป็น …........m
|  |  | F-SL-IO9-L-04 | Indoor/Outdoor Cable, LSZH, SM 9/125um 6 Core |  |  | 30 Years |  |  |  | SM 9/125um 4 Core, SM 9/125um 6 Core, SM 9/125um 12 Core, MM 50/125um 4 Core, MM 50/125um 4 Core, MM 50/125um 4 Core | 1 | Fiber Optic Indoor, Fiber Optic Indoor/Outdoor, Fiber Optic Duct, Multi loose Tube Outdoor Duct Armored, Multi loosetube Outdoor Double Jacket Armored , Fiber Optic ADSS , Fiber Optic ARSS | 2 | Single Loose Tube Indoor/Outdoor (All Directic) | 2 | HDPE Jacket, LSZH Jacket, Rodent Jacket | ช่องกรอกความยาว หน่วยเป็น …........m
|  |  | F-SL-IO9-L-12 | Indoor/Outdoor Cable, LSZH, SM 9/125um 12 Core |  |  | 30 Years |  |  |  | SM 9/125um 4 Core, SM 9/125um 6 Core, SM 9/125um 12 Core, MM 50/125um 4 Core, MM 50/125um 4 Core, MM 50/125um 4 Core | 1 | Fiber Optic Indoor, Fiber Optic Indoor/Outdoor, Fiber Optic Duct, Multi loose Tube Outdoor Duct Armored, Multi loosetube Outdoor Double Jacket Armored , Fiber Optic ADSS , Fiber Optic ARSS | 2 | Single Loose Tube Indoor/Outdoor (All Directic) | 2 | HDPE Jacket, LSZH Jacket, Rodent Jacket | ช่องกรอกความยาว หน่วยเป็น …........m
|  |  | F-SL-IO5-L-04 | Indoor/Outdoor Cable, LSZH, MM 50/125um 4 Core |  |  | 30 Years |  |  |  | SM 9/125um 4 Core, SM 9/125um 6 Core, SM 9/125um 12 Core, MM 50/125um 4 Core, MM 50/125um 4 Core, MM 50/125um 4 Core | 1 | Fiber Optic Indoor, Fiber Optic Indoor/Outdoor, Fiber Optic Duct, Multi loose Tube Outdoor Duct Armored, Multi loosetube Outdoor Double Jacket Armored , Fiber Optic ADSS , Fiber Optic ARSS | 2 | Single Loose Tube Indoor/Outdoor (All Directic) | 2 | HDPE Jacket, LSZH Jacket, Rodent Jacket | ช่องกรอกความยาว หน่วยเป็น …........m
|  |  | F-SL-IO5-L-06 | Indoor/Outdoor Cable, LSZH, MM 50/125um 6 Core |  |  | 30 Years |  |  |  | SM 9/125um 4 Core, SM 9/125um 6 Core, SM 9/125um 12 Core, MM 50/125um 4 Core, MM 50/125um 4 Core, MM 50/125um 4 Core | 1 | Fiber Optic Indoor, Fiber Optic Indoor/Outdoor, Fiber Optic Duct, Multi loose Tube Outdoor Duct Armored, Multi loosetube Outdoor Double Jacket Armored , Fiber Optic ADSS , Fiber Optic ARSS | 2 | Single Loose Tube Indoor/Outdoor (All Directic) | 2 | HDPE Jacket, LSZH Jacket, Rodent Jacket | ช่องกรอกความยาว หน่วยเป็น …........m
|  |  | F-SL-IO5-L-12 | Indoor/Outdoor Cable, LSZH, MM 50/125um 12 Core |  |  | 30 Years |  |  |  | SM 9/125um 4 Core, SM 9/125um 6 Core, SM 9/125um 12 Core, MM 50/125um 4 Core, MM 50/125um 4 Core, MM 50/125um 4 Core | 1 | Fiber Optic Indoor, Fiber Optic Indoor/Outdoor, Fiber Optic Duct, Multi loose Tube Outdoor Duct Armored, Multi loosetube Outdoor Double Jacket Armored , Fiber Optic ADSS , Fiber Optic ARSS | 2 | Single Loose Tube Indoor/Outdoor (All Directic) | 2 | HDPE Jacket, LSZH Jacket, Rodent Jacket | ช่องกรอกความยาว หน่วยเป็น …........m
Rodent Jacket
|  |  | F-SL-IO9-R-04 | Indoor/Outdoor Cable, Rodent, SM 9/125um 4 Core |  |  | 30 Years |  |  |  | SM 9/125um 4 Core, SM 9/125um 6 Core, SM 9/125um 12 Core, MM 50/125um 4 Core, MM 50/125um 4 Core, MM 50/125um 4 Core | 1 | Fiber Optic Indoor, Fiber Optic Indoor/Outdoor, Fiber Optic Duct, Multi loose Tube Outdoor Duct Armored, Multi loosetube Outdoor Double Jacket Armored , Fiber Optic ADSS , Fiber Optic ARSS | 2 | Single Loose Tube Indoor/Outdoor (All Directic) | 2 | HDPE Jacket, LSZH Jacket, Rodent Jacket | ช่องกรอกความยาว หน่วยเป็น …........m
|  |  | F-SL-IO9-R-06 | Indoor/Outdoor Cable, Rodent, SM 9/125um 6 Core |  |  | 30 Years |  |  |  | SM 9/125um 4 Core, SM 9/125um 6 Core, SM 9/125um 12 Core, MM 50/125um 4 Core, MM 50/125um 4 Core, MM 50/125um 4 Core | 1 | Fiber Optic Indoor, Fiber Optic Indoor/Outdoor, Fiber Optic Duct, Multi loose Tube Outdoor Duct Armored, Multi loosetube Outdoor Double Jacket Armored , Fiber Optic ADSS , Fiber Optic ARSS | 2 | Single Loose Tube Indoor/Outdoor (All Directic) | 2 | HDPE Jacket, LSZH Jacket, Rodent Jacket | ช่องกรอกความยาว หน่วยเป็น …........m
|  |  | F-SL-IO9-R-12 | Indoor/Outdoor Cable, Rodent, SM 9/125um 12 Core |  |  | 30 Years |  |  |  | SM 9/125um 4 Core, SM 9/125um 6 Core, SM 9/125um 12 Core, MM 50/125um 4 Core, MM 50/125um 4 Core, MM 50/125um 4 Core | 1 | Fiber Optic Indoor, Fiber Optic Indoor/Outdoor, Fiber Optic Duct, Multi loose Tube Outdoor Duct Armored, Multi loosetube Outdoor Double Jacket Armored , Fiber Optic ADSS , Fiber Optic ARSS | 2 | Single Loose Tube Indoor/Outdoor (All Directic) | 2 | HDPE Jacket, LSZH Jacket, Rodent Jacket | ช่องกรอกความยาว หน่วยเป็น …........m
|  |  | F-SL-IO5-R-04 | Indoor/Outdoor Cable, Rodent, MM 50/125um 4 Core |  |  | 30 Years |  |  |  | SM 9/125um 4 Core, SM 9/125um 6 Core, SM 9/125um 12 Core, MM 50/125um 4 Core, MM 50/125um 4 Core, MM 50/125um 4 Core | 1 | Fiber Optic Indoor, Fiber Optic Indoor/Outdoor, Fiber Optic Duct, Multi loose Tube Outdoor Duct Armored, Multi loosetube Outdoor Double Jacket Armored , Fiber Optic ADSS , Fiber Optic ARSS | 2 | Single Loose Tube Indoor/Outdoor (All Directic) | 2 | HDPE Jacket, LSZH Jacket, Rodent Jacket | ช่องกรอกความยาว หน่วยเป็น …........m
|  |  | F-SL-IO5-R-06 | Indoor/Outdoor Cable, Rodent, MM 50/125um 6 Core |  |  | 30 Years |  |  |  | SM 9/125um 4 Core, SM 9/125um 6 Core, SM 9/125um 12 Core, MM 50/125um 4 Core, MM 50/125um 4 Core, MM 50/125um 4 Core | 1 | Fiber Optic Indoor, Fiber Optic Indoor/Outdoor, Fiber Optic Duct, Multi loose Tube Outdoor Duct Armored, Multi loosetube Outdoor Double Jacket Armored , Fiber Optic ADSS , Fiber Optic ARSS | 2 | Single Loose Tube Indoor/Outdoor (All Directic) | 2 | HDPE Jacket, LSZH Jacket, Rodent Jacket | ช่องกรอกความยาว หน่วยเป็น …........m
|  |  | F-SL-IO5-R-12 | Indoor/Outdoor Cable, Rodent, MM 50/125um 12 Core |  |  | 30 Years |  |  |  | SM 9/125um 4 Core, SM 9/125um 6 Core, SM 9/125um 12 Core, MM 50/125um 4 Core, MM 50/125um 4 Core, MM 50/125um 4 Core | 1 | Fiber Optic Indoor, Fiber Optic Indoor/Outdoor, Fiber Optic Duct, Multi loose Tube Outdoor Duct Armored, Multi loosetube Outdoor Double Jacket Armored , Fiber Optic ADSS , Fiber Optic ARSS | 2 | Single Loose Tube Indoor/Outdoor (All Directic) | 2 | HDPE Jacket, LSZH Jacket, Rodent Jacket | ช่องกรอกความยาว หน่วยเป็น …........m
|  | Fiber Optic Duct | Single Loose Tube Outdoor (Armored)
|  |  | HDPE Jacket | [7 empty] | Model: |  | Series: |  | Types: |  | Jacket Types: | Length:
|  |  | F-SL-ODA9-H-04 | Outdoor Cable, with Armored, SM 9/125um 4 Core | 8.4 | 14 | 30 Years | F-SL-ODA9-04 |  |  | with Armored, SM 9/125um 4 Core, with Armored, SM 9/125um 6 Core, with Armored, SM 9/125um 12 Core, with Armored, MM 5/125um 4 Core, with Armored, MM 5/125um 6 Core, with Armored, MM 5/125um 12 Core |  | Fiber Optic Indoor, Fiber Optic Indoor/Outdoor, Fiber Optic Duct, Multi loose Tube Outdoor Duct Armored, Multi loosetube Outdoor Double Jacket Armored , Fiber Optic ADSS , Fiber Optic ARSS | 3 | Single Loose Tube Outdoor (Armored) | 3 | HDPE Jacket, LSZH Jacket, Rodent Jacket | ช่องกรอกความยาว หน่วยเป็น …........m
|  |  | F-SL-ODA9-H-06 | Outdoor Cable, with Armored, SM 9/125um 6 Core | 10.2 | 17 | 30 Years | F-SL-ODA9-06 |  |  | with Armored, SM 9/125um 4 Core, with Armored, SM 9/125um 6 Core, with Armored, SM 9/125um 12 Core, with Armored, MM 5/125um 4 Core, with Armored, MM 5/125um 6 Core, with Armored, MM 5/125um 12 Core |  | Fiber Optic Indoor, Fiber Optic Indoor/Outdoor, Fiber Optic Duct, Multi loose Tube Outdoor Duct Armored, Multi loosetube Outdoor Double Jacket Armored , Fiber Optic ADSS , Fiber Optic ARSS | 3 | Single Loose Tube Outdoor (Armored) | 3 | HDPE Jacket, LSZH Jacket, Rodent Jacket | ช่องกรอกความยาว หน่วยเป็น …........m
|  |  | F-SL-ODA9-H-12 | Outdoor Cable, with Armored, SM 9/125um 12 Core | 12 | 20 | 30 Years | F-SL-ODA9-12 |  |  | with Armored, SM 9/125um 4 Core, with Armored, SM 9/125um 6 Core, with Armored, SM 9/125um 12 Core, with Armored, MM 5/125um 4 Core, with Armored, MM 5/125um 6 Core, with Armored, MM 5/125um 12 Core |  | Fiber Optic Indoor, Fiber Optic Indoor/Outdoor, Fiber Optic Duct, Multi loose Tube Outdoor Duct Armored, Multi loosetube Outdoor Double Jacket Armored , Fiber Optic ADSS , Fiber Optic ARSS | 3 | Single Loose Tube Outdoor (Armored) | 3 | HDPE Jacket, LSZH Jacket, Rodent Jacket | ช่องกรอกความยาว หน่วยเป็น …........m
|  |  | F-SL-ODA5-H-04 | Outdoor Cable, with Armored, MM 5/125um 4 Core | 12 | 20 | 30 Years | F-SL-ODA5-04 |  |  | with Armored, SM 9/125um 4 Core, with Armored, SM 9/125um 6 Core, with Armored, SM 9/125um 12 Core, with Armored, MM 5/125um 4 Core, with Armored, MM 5/125um 6 Core, with Armored, MM 5/125um 12 Core |  | Fiber Optic Indoor, Fiber Optic Indoor/Outdoor, Fiber Optic Duct, Multi loose Tube Outdoor Duct Armored, Multi loosetube Outdoor Double Jacket Armored , Fiber Optic ADSS , Fiber Optic ARSS | 3 | Single Loose Tube Outdoor (Armored) | 3 | HDPE Jacket, LSZH Jacket, Rodent Jacket | ช่องกรอกความยาว หน่วยเป็น …........m
|  |  | F-SL-ODA5-H-06 | Outdoor Cable, with Armored, MM 5/125um 6 Core | 15 | 25 | 30 Years | F-SL-ODA5-06 |  |  | with Armored, SM 9/125um 4 Core, with Armored, SM 9/125um 6 Core, with Armored, SM 9/125um 12 Core, with Armored, MM 5/125um 4 Core, with Armored, MM 5/125um 6 Core, with Armored, MM 5/125um 12 Core |  | Fiber Optic Indoor, Fiber Optic Indoor/Outdoor, Fiber Optic Duct, Multi loose Tube Outdoor Duct Armored, Multi loosetube Outdoor Double Jacket Armored , Fiber Optic ADSS , Fiber Optic ARSS | 3 | Single Loose Tube Outdoor (Armored) | 3 | HDPE Jacket, LSZH Jacket, Rodent Jacket | ช่องกรอกความยาว หน่วยเป็น …........m
|  |  | F-SL-ODA5-H-12 | Outdoor Cable, with Armored, MM 5/125um 12 Core | 24 | 40 | 30 Years | F-SL-ODA5-12 |  |  | with Armored, SM 9/125um 4 Core, with Armored, SM 9/125um 6 Core, with Armored, SM 9/125um 12 Core, with Armored, MM 5/125um 4 Core, with Armored, MM 5/125um 6 Core, with Armored, MM 5/125um 12 Core |  | Fiber Optic Indoor, Fiber Optic Indoor/Outdoor, Fiber Optic Duct, Multi loose Tube Outdoor Duct Armored, Multi loosetube Outdoor Double Jacket Armored , Fiber Optic ADSS , Fiber Optic ARSS | 3 | Single Loose Tube Outdoor (Armored) | 3 | HDPE Jacket, LSZH Jacket, Rodent Jacket | ช่องกรอกความยาว หน่วยเป็น …........m
|  |  | LSZH Jacket | [10 empty] | 3 |  | 3
|  |  | F-SL-ODA9-L-04 | Outdoor Cable, LSZH, with Armored, SM 9/125um 4 Core |  |  | 30 Years |  |  |  | with Armored, SM 9/125um 4 Core, with Armored, SM 9/125um 6 Core, with Armored, SM 9/125um 12 Core, with Armored, MM 5/125um 4 Core, with Armored, MM 5/125um 6 Core, with Armored, MM 5/125um 12 Core |  | Fiber Optic Indoor, Fiber Optic Indoor/Outdoor, Fiber Optic Duct, Multi loose Tube Outdoor Duct Armored, Multi loosetube Outdoor Double Jacket Armored , Fiber Optic ADSS , Fiber Optic ARSS | 3 | Single Loose Tube Outdoor (Armored) | 3 | HDPE Jacket, LSZH Jacket, Rodent Jacket | ช่องกรอกความยาว หน่วยเป็น …........m
|  |  | F-SL-ODA9-L-06 | Outdoor Cable, LSZH, with Armored, SM 9/125um 6 Core |  |  | 30 Years |  |  |  | with Armored, SM 9/125um 4 Core, with Armored, SM 9/125um 6 Core, with Armored, SM 9/125um 12 Core, with Armored, MM 5/125um 4 Core, with Armored, MM 5/125um 6 Core, with Armored, MM 5/125um 12 Core |  | Fiber Optic Indoor, Fiber Optic Indoor/Outdoor, Fiber Optic Duct, Multi loose Tube Outdoor Duct Armored, Multi loosetube Outdoor Double Jacket Armored , Fiber Optic ADSS , Fiber Optic ARSS | 3 | Single Loose Tube Outdoor (Armored) | 3 | HDPE Jacket, LSZH Jacket, Rodent Jacket | ช่องกรอกความยาว หน่วยเป็น …........m
|  |  | F-SL-ODA9-L-12 | Outdoor Cable, LSZH, with Armored, SM 9/125um 12 Core |  |  | 30 Years |  |  |  | with Armored, SM 9/125um 4 Core, with Armored, SM 9/125um 6 Core, with Armored, SM 9/125um 12 Core, with Armored, MM 5/125um 4 Core, with Armored, MM 5/125um 6 Core, with Armored, MM 5/125um 12 Core |  | Fiber Optic Indoor, Fiber Optic Indoor/Outdoor, Fiber Optic Duct, Multi loose Tube Outdoor Duct Armored, Multi loosetube Outdoor Double Jacket Armored , Fiber Optic ADSS , Fiber Optic ARSS | 3 | Single Loose Tube Outdoor (Armored) | 3 | HDPE Jacket, LSZH Jacket, Rodent Jacket | ช่องกรอกความยาว หน่วยเป็น …........m
|  |  | F-SL-ODA5-L-04 | Outdoor Cable, LSZH, with Armored, MM 5/125um 4 Core |  |  | 30 Years |  |  |  | with Armored, SM 9/125um 4 Core, with Armored, SM 9/125um 6 Core, with Armored, SM 9/125um 12 Core, with Armored, MM 5/125um 4 Core, with Armored, MM 5/125um 6 Core, with Armored, MM 5/125um 12 Core |  | Fiber Optic Indoor, Fiber Optic Indoor/Outdoor, Fiber Optic Duct, Multi loose Tube Outdoor Duct Armored, Multi loosetube Outdoor Double Jacket Armored , Fiber Optic ADSS , Fiber Optic ARSS | 3 | Single Loose Tube Outdoor (Armored) | 3 | HDPE Jacket, LSZH Jacket, Rodent Jacket | ช่องกรอกความยาว หน่วยเป็น …........m
|  |  | F-SL-ODA5-L-06 | Outdoor Cable, LSZH, with Armored, MM 5/125um 6 Core |  |  | 30 Years |  |  |  | with Armored, SM 9/125um 4 Core, with Armored, SM 9/125um 6 Core, with Armored, SM 9/125um 12 Core, with Armored, MM 5/125um 4 Core, with Armored, MM 5/125um 6 Core, with Armored, MM 5/125um 12 Core |  | Fiber Optic Indoor, Fiber Optic Indoor/Outdoor, Fiber Optic Duct, Multi loose Tube Outdoor Duct Armored, Multi loosetube Outdoor Double Jacket Armored , Fiber Optic ADSS , Fiber Optic ARSS | 3 | Single Loose Tube Outdoor (Armored) | 3 | HDPE Jacket, LSZH Jacket, Rodent Jacket | ช่องกรอกความยาว หน่วยเป็น …........m
|  |  | F-SL-ODA5-L-12 | Outdoor Cable, LSZH, with Armored, MM 5/125um 12 Core |  |  | 30 Years |  |  |  | with Armored, SM 9/125um 4 Core, with Armored, SM 9/125um 6 Core, with Armored, SM 9/125um 12 Core, with Armored, MM 5/125um 4 Core, with Armored, MM 5/125um 6 Core, with Armored, MM 5/125um 12 Core |  | Fiber Optic Indoor, Fiber Optic Indoor/Outdoor, Fiber Optic Duct, Multi loose Tube Outdoor Duct Armored, Multi loosetube Outdoor Double Jacket Armored , Fiber Optic ADSS , Fiber Optic ARSS | 3 | Single Loose Tube Outdoor (Armored) | 3 | HDPE Jacket, LSZH Jacket, Rodent Jacket | ช่องกรอกความยาว หน่วยเป็น …........m
|  |  | Rodent Jacket | [10 empty] | 3 |  | 3
|  |  | F-SL-ODA9-R-04 | Outdoor Cable, Rodent, with Armored, SM 9/125um 4 Core |  |  | 30 Years |  |  |  | with Armored, SM 9/125um 4 Core, with Armored, SM 9/125um 6 Core, with Armored, SM 9/125um 12 Core, with Armored, MM 5/125um 4 Core, with Armored, MM 5/125um 6 Core, with Armored, MM 5/125um 12 Core |  | Fiber Optic Indoor, Fiber Optic Indoor/Outdoor, Fiber Optic Duct, Multi loose Tube Outdoor Duct Armored, Multi loosetube Outdoor Double Jacket Armored , Fiber Optic ADSS , Fiber Optic ARSS | 3 | Single Loose Tube Outdoor (Armored) | 3 | HDPE Jacket, LSZH Jacket, Rodent Jacket | ช่องกรอกความยาว หน่วยเป็น …........m
|  |  | F-SL-ODA9-R-06 | Outdoor Cable, Rodent, with Armored, SM 9/125um 6 Core |  |  | 30 Years |  |  |  | with Armored, SM 9/125um 4 Core, with Armored, SM 9/125um 6 Core, with Armored, SM 9/125um 12 Core, with Armored, MM 5/125um 4 Core, with Armored, MM 5/125um 6 Core, with Armored, MM 5/125um 12 Core |  | Fiber Optic Indoor, Fiber Optic Indoor/Outdoor, Fiber Optic Duct, Multi loose Tube Outdoor Duct Armored, Multi loosetube Outdoor Double Jacket Armored , Fiber Optic ADSS , Fiber Optic ARSS | 3 | Single Loose Tube Outdoor (Armored) | 3 | HDPE Jacket, LSZH Jacket, Rodent Jacket | ช่องกรอกความยาว หน่วยเป็น …........m
|  |  | F-SL-ODA9-R-12 | Outdoor Cable, Rodent, with Armored, SM 9/125um 12 Core |  |  | 30 Years |  |  |  | with Armored, SM 9/125um 4 Core, with Armored, SM 9/125um 6 Core, with Armored, SM 9/125um 12 Core, with Armored, MM 5/125um 4 Core, with Armored, MM 5/125um 6 Core, with Armored, MM 5/125um 12 Core |  | Fiber Optic Indoor, Fiber Optic Indoor/Outdoor, Fiber Optic Duct, Multi loose Tube Outdoor Duct Armored, Multi loosetube Outdoor Double Jacket Armored , Fiber Optic ADSS , Fiber Optic ARSS | 3 | Single Loose Tube Outdoor (Armored) | 3 | HDPE Jacket, LSZH Jacket, Rodent Jacket | ช่องกรอกความยาว หน่วยเป็น …........m
|  |  | F-SL-ODA5-R-04 | Outdoor Cable, Rodent, with Armored, MM 5/125um 4 Core |  |  | 30 Years |  |  |  | with Armored, SM 9/125um 4 Core, with Armored, SM 9/125um 6 Core, with Armored, SM 9/125um 12 Core, with Armored, MM 5/125um 4 Core, with Armored, MM 5/125um 6 Core, with Armored, MM 5/125um 12 Core |  | Fiber Optic Indoor, Fiber Optic Indoor/Outdoor, Fiber Optic Duct, Multi loose Tube Outdoor Duct Armored, Multi loosetube Outdoor Double Jacket Armored , Fiber Optic ADSS , Fiber Optic ARSS | 3 | Single Loose Tube Outdoor (Armored) | 3 | HDPE Jacket, LSZH Jacket, Rodent Jacket | ช่องกรอกความยาว หน่วยเป็น …........m
|  |  | F-SL-ODA5-R-06 | Outdoor Cable, Rodent, with Armored, MM 5/125um 6 Core |  |  | 30 Years |  |  |  | with Armored, SM 9/125um 4 Core, with Armored, SM 9/125um 6 Core, with Armored, SM 9/125um 12 Core, with Armored, MM 5/125um 4 Core, with Armored, MM 5/125um 6 Core, with Armored, MM 5/125um 12 Core |  | Fiber Optic Indoor, Fiber Optic Indoor/Outdoor, Fiber Optic Duct, Multi loose Tube Outdoor Duct Armored, Multi loosetube Outdoor Double Jacket Armored , Fiber Optic ADSS , Fiber Optic ARSS | 3 | Single Loose Tube Outdoor (Armored) | 3 | HDPE Jacket, LSZH Jacket, Rodent Jacket | ช่องกรอกความยาว หน่วยเป็น …........m
|  |  | F-SL-ODA5-R-12 | Outdoor Cable, Rodent, with Armored, MM 5/125um 12 Core |  |  | 30 Years |  |  |  | with Armored, SM 9/125um 4 Core, with Armored, SM 9/125um 6 Core, with Armored, SM 9/125um 12 Core, with Armored, MM 5/125um 4 Core, with Armored, MM 5/125um 6 Core, with Armored, MM 5/125um 12 Core |  | Fiber Optic Indoor, Fiber Optic Indoor/Outdoor, Fiber Optic Duct, Multi loose Tube Outdoor Duct Armored, Multi loosetube Outdoor Double Jacket Armored , Fiber Optic ADSS , Fiber Optic ARSS | 3 | Single Loose Tube Outdoor (Armored) | 3 | HDPE Jacket, LSZH Jacket, Rodent Jacket | ช่องกรอกความยาว หน่วยเป็น …........m
|  | Multi loose Tube Outdoor Duct Armored | Outdoor Single Jacket Armored
|  |  | HDPE Jacket | [7 empty] | Model: |  | Series: |  | Types: |  | Jacket Types: | Length:
|  |  | F-ML-ODA9-12-HSJ | Outdoor Cable, Single Jacket,Armored, SM 9/125 12Core | 16.8 | 28 | 30 Years | F-ML-ODA9-12-SJ |  |  | Jacket,Armored, SM 9/125 12Core, Jacket,Armored, SM 9/125 24Core, Jacket,Armored, SM 9/125 48 Core, Jacket,Armored, SM 9/125 96 Core, |  | Fiber Optic Indoor, Fiber Optic Indoor/Outdoor, Fiber Optic Duct, Multi loose Tube Outdoor Duct Armored, Multi loosetube Outdoor Double Jacket Armored , Fiber Optic ADSS , Fiber Optic ARSS | 4 | Outdoor Single Jacket Armored | 4 | HDPE Jacket, LSZH Jacket, Rodent Jacket | ช่องกรอกความยาว หน่วยเป็น …........m
|  |  | F-ML-ODA9-24-HSJ | Outdoor Cable, Single Jacket,Armored, SM 9/125 24Core | 22.8 | 38 | 30 Years | F-ML-ODA9-24-SJ |  |  | Jacket,Armored, SM 9/125 12Core, Jacket,Armored, SM 9/125 24Core, Jacket,Armored, SM 9/125 48 Core, Jacket,Armored, SM 9/125 96 Core, |  | Fiber Optic Indoor, Fiber Optic Indoor/Outdoor, Fiber Optic Duct, Multi loose Tube Outdoor Duct Armored, Multi loosetube Outdoor Double Jacket Armored , Fiber Optic ADSS , Fiber Optic ARSS | 4 | Outdoor Single Jacket Armored | 4 | HDPE Jacket, LSZH Jacket, Rodent Jacket | ช่องกรอกความยาว หน่วยเป็น …........m
|  |  | F-ML-ODA9-48-HSJ | Outdoor Cable, Single Jacket,Armored, SM 9/125 48Core | 30 | 50 | 30 Years | F-ML-ODA9-48-SJ |  |  | Jacket,Armored, SM 9/125 12Core, Jacket,Armored, SM 9/125 24Core, Jacket,Armored, SM 9/125 48 Core, Jacket,Armored, SM 9/125 96 Core, |  | Fiber Optic Indoor, Fiber Optic Indoor/Outdoor, Fiber Optic Duct, Multi loose Tube Outdoor Duct Armored, Multi loosetube Outdoor Double Jacket Armored , Fiber Optic ADSS , Fiber Optic ARSS | 4 | Outdoor Single Jacket Armored | 4 | HDPE Jacket, LSZH Jacket, Rodent Jacket | ช่องกรอกความยาว หน่วยเป็น …........m
|  |  | F-ML-ODA9-96-HSJ | Outdoor Cable, Single Jacket,Armored, SM 9/125 96Core | 43.2 | 72 | 30 Years | F-ML-ODA9-96-SJ |  |  | Jacket,Armored, SM 9/125 12Core, Jacket,Armored, SM 9/125 24Core, Jacket,Armored, SM 9/125 48 Core, Jacket,Armored, SM 9/125 96 Core, |  | Fiber Optic Indoor, Fiber Optic Indoor/Outdoor, Fiber Optic Duct, Multi loose Tube Outdoor Duct Armored, Multi loosetube Outdoor Double Jacket Armored , Fiber Optic ADSS , Fiber Optic ARSS | 4 | Outdoor Single Jacket Armored | 4 | HDPE Jacket, LSZH Jacket, Rodent Jacket | ช่องกรอกความยาว หน่วยเป็น …........m
|  |  | LSZH Jacket | [10 empty] | 4 |  | 4
|  |  | F-ML-ODA9-12-LSJ | Outdoor Cable, LSZH, Single Jacket, Armored, SM 9/125 12Core |  |  | 30 Years |  |  |  | Jacket,Armored, SM 9/125 12Core, Jacket,Armored, SM 9/125 24Core, Jacket,Armored, SM 9/125 48 Core, Jacket,Armored, SM 9/125 96 Core, |  | Fiber Optic Indoor, Fiber Optic Indoor/Outdoor, Fiber Optic Duct, Multi loose Tube Outdoor Duct Armored, Multi loosetube Outdoor Double Jacket Armored , Fiber Optic ADSS , Fiber Optic ARSS | 4 | Outdoor Single Jacket Armored | 4 | HDPE Jacket, LSZH Jacket, Rodent Jacket | ช่องกรอกความยาว หน่วยเป็น …........m
|  |  | F-ML-ODA9-24-LSJ | Outdoor Cable, LSZH, Single Jacket, Armored, SM 9/125 24Core |  |  | 30 Years |  |  |  | Jacket,Armored, SM 9/125 12Core, Jacket,Armored, SM 9/125 24Core, Jacket,Armored, SM 9/125 48 Core, Jacket,Armored, SM 9/125 96 Core, |  | Fiber Optic Indoor, Fiber Optic Indoor/Outdoor, Fiber Optic Duct, Multi loose Tube Outdoor Duct Armored, Multi loosetube Outdoor Double Jacket Armored , Fiber Optic ADSS , Fiber Optic ARSS | 4 | Outdoor Single Jacket Armored | 4 | HDPE Jacket, LSZH Jacket, Rodent Jacket | ช่องกรอกความยาว หน่วยเป็น …........m
|  |  | F-ML-ODA9-48-LSJ | Outdoor Cable, LSZH, Single Jacket, Armored, SM 9/125 48Core |  |  | 30 Years |  |  |  | Jacket,Armored, SM 9/125 12Core, Jacket,Armored, SM 9/125 24Core, Jacket,Armored, SM 9/125 48 Core, Jacket,Armored, SM 9/125 96 Core, |  | Fiber Optic Indoor, Fiber Optic Indoor/Outdoor, Fiber Optic Duct, Multi loose Tube Outdoor Duct Armored, Multi loosetube Outdoor Double Jacket Armored , Fiber Optic ADSS , Fiber Optic ARSS | 4 | Outdoor Single Jacket Armored | 4 | HDPE Jacket, LSZH Jacket, Rodent Jacket | ช่องกรอกความยาว หน่วยเป็น …........m
|  |  | F-ML-ODA9-96-LSJ | Outdoor Cable, LSZH, Single Jacket, Armored, SM 9/125 96Core |  |  | 30 Years |  |  |  | Jacket,Armored, SM 9/125 12Core, Jacket,Armored, SM 9/125 24Core, Jacket,Armored, SM 9/125 48 Core, Jacket,Armored, SM 9/125 96 Core, |  | Fiber Optic Indoor, Fiber Optic Indoor/Outdoor, Fiber Optic Duct, Multi loose Tube Outdoor Duct Armored, Multi loosetube Outdoor Double Jacket Armored , Fiber Optic ADSS , Fiber Optic ARSS | 4 | Outdoor Single Jacket Armored | 4 | HDPE Jacket, LSZH Jacket, Rodent Jacket | ช่องกรอกความยาว หน่วยเป็น …........m
|  |  | Rodent Jacket | [10 empty] | 4 |  | 4
|  |  | F-ML-ODA9-12-RSJ | Outdoor Cable, Rodent, Single Jacket, Armored, SM 9/125 12Core |  |  | 30 Years |  |  |  | Jacket,Armored, SM 9/125 12Core, Jacket,Armored, SM 9/125 24Core, Jacket,Armored, SM 9/125 48 Core, Jacket,Armored, SM 9/125 96 Core, |  | Fiber Optic Indoor, Fiber Optic Indoor/Outdoor, Fiber Optic Duct, Multi loose Tube Outdoor Duct Armored, Multi loosetube Outdoor Double Jacket Armored , Fiber Optic ADSS , Fiber Optic ARSS | 4 | Outdoor Single Jacket Armored | 4 | HDPE Jacket, LSZH Jacket, Rodent Jacket | ช่องกรอกความยาว หน่วยเป็น …........m
|  |  | F-ML-ODA9-24-RSJ | Outdoor Cable, Rodent, Single Jacket, Armored, SM 9/125 24Core |  |  | 30 Years |  |  |  | Jacket,Armored, SM 9/125 12Core, Jacket,Armored, SM 9/125 24Core, Jacket,Armored, SM 9/125 48 Core, Jacket,Armored, SM 9/125 96 Core, |  | Fiber Optic Indoor, Fiber Optic Indoor/Outdoor, Fiber Optic Duct, Multi loose Tube Outdoor Duct Armored, Multi loosetube Outdoor Double Jacket Armored , Fiber Optic ADSS , Fiber Optic ARSS | 4 | Outdoor Single Jacket Armored | 4 | HDPE Jacket, LSZH Jacket, Rodent Jacket | ช่องกรอกความยาว หน่วยเป็น …........m
|  |  | F-ML-ODA9-48-RSJ | Outdoor Cable, Rodent, Single Jacket, Armored, SM 9/125 48Core |  |  | 30 Years |  |  |  | Jacket,Armored, SM 9/125 12Core, Jacket,Armored, SM 9/125 24Core, Jacket,Armored, SM 9/125 48 Core, Jacket,Armored, SM 9/125 96 Core, |  | Fiber Optic Indoor, Fiber Optic Indoor/Outdoor, Fiber Optic Duct, Multi loose Tube Outdoor Duct Armored, Multi loosetube Outdoor Double Jacket Armored , Fiber Optic ADSS , Fiber Optic ARSS | 4 | Outdoor Single Jacket Armored | 4 | HDPE Jacket, LSZH Jacket, Rodent Jacket | ช่องกรอกความยาว หน่วยเป็น …........m
|  |  | F-ML-ODA9-96-RSJ | Outdoor Cable, Rodent, Single Jacket, Armored, SM 9/125 96Core |  |  | 30 Years |  |  |  | Jacket,Armored, SM 9/125 12Core, Jacket,Armored, SM 9/125 24Core, Jacket,Armored, SM 9/125 48 Core, Jacket,Armored, SM 9/125 96 Core, |  | Fiber Optic Indoor, Fiber Optic Indoor/Outdoor, Fiber Optic Duct, Multi loose Tube Outdoor Duct Armored, Multi loosetube Outdoor Double Jacket Armored , Fiber Optic ADSS , Fiber Optic ARSS | 4 | Outdoor Single Jacket Armored | 4 | HDPE Jacket, LSZH Jacket, Rodent Jacket | ช่องกรอกความยาว หน่วยเป็น …........m
|  | Multi loosetube Outdoor Double Jacket Armored | Outdoor Double Jacket Armored
|  |  | HDPE Jacket | [7 empty] | Model: |  | Series: |  | Types: |  | Jacket Types: | Length:
|  |  | F-ML-ODA9-12-HDJ | Outdoor Cable, Double Jacket,Armored, SM 9/125 12Core | 18 | 30 | 30 Years | F-ML-ODA9-12-DJ |  |  | Jacket,Armored, SM 9/125 12Core, Jacket,Armored, SM 9/125 24Core, Jacket,Armored, SM 9/125 48 Core, Jacket,Armored, SM 9/125 96 Core, |  | Fiber Optic Indoor, Fiber Optic Indoor/Outdoor, Fiber Optic Duct, Multi loose Tube Outdoor Duct Armored, Multi loosetube Outdoor Double Jacket Armored , Fiber Optic ADSS , Fiber Optic ARSS | 5 | Outdoor Double Jacket Armored | 5 | HDPE Jacket, LSZH Jacket, Rodent Jacket | ช่องกรอกความยาว หน่วยเป็น …........m
|  |  | F-ML-ODA9-24-HDJ | Outdoor Cable, Double Jacket,Armored, SM 9/125 24Core | 24 | 40 | 30 Years | F-ML-ODA9-24-DJ |  |  | Jacket,Armored, SM 9/125 12Core, Jacket,Armored, SM 9/125 24Core, Jacket,Armored, SM 9/125 48 Core, Jacket,Armored, SM 9/125 96 Core, |  | Fiber Optic Indoor, Fiber Optic Indoor/Outdoor, Fiber Optic Duct, Multi loose Tube Outdoor Duct Armored, Multi loosetube Outdoor Double Jacket Armored , Fiber Optic ADSS , Fiber Optic ARSS | 5 | Outdoor Double Jacket Armored | 5 | HDPE Jacket, LSZH Jacket, Rodent Jacket | ช่องกรอกความยาว หน่วยเป็น …........m
|  |  | F-ML-ODA9-48-HDJ | Outdoor Cable, Double Jacket,Armored, SM 9/125 48Core | 31.8 | 53 | 30 Years | F-ML-ODA9-48-DJ |  |  | Jacket,Armored, SM 9/125 12Core, Jacket,Armored, SM 9/125 24Core, Jacket,Armored, SM 9/125 48 Core, Jacket,Armored, SM 9/125 96 Core, |  | Fiber Optic Indoor, Fiber Optic Indoor/Outdoor, Fiber Optic Duct, Multi loose Tube Outdoor Duct Armored, Multi loosetube Outdoor Double Jacket Armored , Fiber Optic ADSS , Fiber Optic ARSS | 5 | Outdoor Double Jacket Armored | 5 | HDPE Jacket, LSZH Jacket, Rodent Jacket | ช่องกรอกความยาว หน่วยเป็น …........m
|  |  | F-ML-ODA9-96-HDJ | Outdoor Cable, Double Jacket,Armored, SM 9/125 96Core | 49.8 | 83 | 30 Years | F-ML-ODA9-96-DJ |  |  | Jacket,Armored, SM 9/125 12Core, Jacket,Armored, SM 9/125 24Core, Jacket,Armored, SM 9/125 48 Core, Jacket,Armored, SM 9/125 96 Core, |  | Fiber Optic Indoor, Fiber Optic Indoor/Outdoor, Fiber Optic Duct, Multi loose Tube Outdoor Duct Armored, Multi loosetube Outdoor Double Jacket Armored , Fiber Optic ADSS , Fiber Optic ARSS | 5 | Outdoor Double Jacket Armored | 5 | HDPE Jacket, LSZH Jacket, Rodent Jacket | ช่องกรอกความยาว หน่วยเป็น …........m
|  |  | LSZH Jacket | [10 empty] | 5 |  | 5
|  |  | F-ML-ODA9-12-LDJ | Outdoor Cable, LSZH, Double Jacket, Armored, SM 9/125 12Core |  |  | 30 Years |  |  |  | Jacket,Armored, SM 9/125 12Core, Jacket,Armored, SM 9/125 24Core, Jacket,Armored, SM 9/125 48 Core, Jacket,Armored, SM 9/125 96 Core, |  | Fiber Optic Indoor, Fiber Optic Indoor/Outdoor, Fiber Optic Duct, Multi loose Tube Outdoor Duct Armored, Multi loosetube Outdoor Double Jacket Armored , Fiber Optic ADSS , Fiber Optic ARSS | 5 | Outdoor Double Jacket Armored | 5 | HDPE Jacket, LSZH Jacket, Rodent Jacket | ช่องกรอกความยาว หน่วยเป็น …........m
|  |  | F-ML-ODA9-24-LDJ | Outdoor Cable, LSZH, Double Jacket, Armored, SM 9/125 24Core |  |  | 30 Years |  |  |  | Jacket,Armored, SM 9/125 12Core, Jacket,Armored, SM 9/125 24Core, Jacket,Armored, SM 9/125 48 Core, Jacket,Armored, SM 9/125 96 Core, |  | Fiber Optic Indoor, Fiber Optic Indoor/Outdoor, Fiber Optic Duct, Multi loose Tube Outdoor Duct Armored, Multi loosetube Outdoor Double Jacket Armored , Fiber Optic ADSS , Fiber Optic ARSS | 5 | Outdoor Double Jacket Armored | 5 | HDPE Jacket, LSZH Jacket, Rodent Jacket | ช่องกรอกความยาว หน่วยเป็น …........m
|  |  | F-ML-ODA9-48-LDJ | Outdoor Cable, LSZH, Double Jacket, Armored, SM 9/125 48Core |  |  | 30 Years |  |  |  | Jacket,Armored, SM 9/125 12Core, Jacket,Armored, SM 9/125 24Core, Jacket,Armored, SM 9/125 48 Core, Jacket,Armored, SM 9/125 96 Core, |  | Fiber Optic Indoor, Fiber Optic Indoor/Outdoor, Fiber Optic Duct, Multi loose Tube Outdoor Duct Armored, Multi loosetube Outdoor Double Jacket Armored , Fiber Optic ADSS , Fiber Optic ARSS | 5 | Outdoor Double Jacket Armored | 5 | HDPE Jacket, LSZH Jacket, Rodent Jacket | ช่องกรอกความยาว หน่วยเป็น …........m
|  |  | F-ML-ODA9-96-LDJ | Outdoor Cable, LSZH, Double Jacket, Armored, SM 9/125 96Core |  |  | 30 Years |  |  |  | Jacket,Armored, SM 9/125 12Core, Jacket,Armored, SM 9/125 24Core, Jacket,Armored, SM 9/125 48 Core, Jacket,Armored, SM 9/125 96 Core, |  | Fiber Optic Indoor, Fiber Optic Indoor/Outdoor, Fiber Optic Duct, Multi loose Tube Outdoor Duct Armored, Multi loosetube Outdoor Double Jacket Armored , Fiber Optic ADSS , Fiber Optic ARSS | 5 | Outdoor Double Jacket Armored | 5 | HDPE Jacket, LSZH Jacket, Rodent Jacket | ช่องกรอกความยาว หน่วยเป็น …........m
|  |  | Rodent Jacket | [10 empty] | 5 |  | 5
|  |  | F-ML-ODA9-12-RDJ | Outdoor Cable, Rodent, Double Jacket, Armored, SM 9/125 12Core |  |  | 30 Years |  |  |  | Jacket,Armored, SM 9/125 12Core, Jacket,Armored, SM 9/125 24Core, Jacket,Armored, SM 9/125 48 Core, Jacket,Armored, SM 9/125 96 Core, |  | Fiber Optic Indoor, Fiber Optic Indoor/Outdoor, Fiber Optic Duct, Multi loose Tube Outdoor Duct Armored, Multi loosetube Outdoor Double Jacket Armored , Fiber Optic ADSS , Fiber Optic ARSS | 5 | Outdoor Double Jacket Armored | 5 | HDPE Jacket, LSZH Jacket, Rodent Jacket | ช่องกรอกความยาว หน่วยเป็น …........m
|  |  | F-ML-ODA9-24-RDJ | Outdoor Cable, Rodent, Double Jacket, Armored, SM 9/125 24Core |  |  | 30 Years |  |  |  | Jacket,Armored, SM 9/125 12Core, Jacket,Armored, SM 9/125 24Core, Jacket,Armored, SM 9/125 48 Core, Jacket,Armored, SM 9/125 96 Core, |  | Fiber Optic Indoor, Fiber Optic Indoor/Outdoor, Fiber Optic Duct, Multi loose Tube Outdoor Duct Armored, Multi loosetube Outdoor Double Jacket Armored , Fiber Optic ADSS , Fiber Optic ARSS | 5 | Outdoor Double Jacket Armored | 5 | HDPE Jacket, LSZH Jacket, Rodent Jacket | ช่องกรอกความยาว หน่วยเป็น …........m
|  |  | F-ML-ODA9-48-RDJ | Outdoor Cable, Rodent, Double Jacket, Armored, SM 9/125 48Core |  |  | 30 Years |  |  |  | Jacket,Armored, SM 9/125 12Core, Jacket,Armored, SM 9/125 24Core, Jacket,Armored, SM 9/125 48 Core, Jacket,Armored, SM 9/125 96 Core, |  | Fiber Optic Indoor, Fiber Optic Indoor/Outdoor, Fiber Optic Duct, Multi loose Tube Outdoor Duct Armored, Multi loosetube Outdoor Double Jacket Armored , Fiber Optic ADSS , Fiber Optic ARSS | 5 | Outdoor Double Jacket Armored | 5 | HDPE Jacket, LSZH Jacket, Rodent Jacket | ช่องกรอกความยาว หน่วยเป็น …........m
|  |  | F-ML-ODA9-96-RDJ | Outdoor Cable, Rodent, Double Jacket, Armored, SM 9/125 96Core |  |  | 30 Years |  |  |  | Jacket,Armored, SM 9/125 12Core, Jacket,Armored, SM 9/125 24Core, Jacket,Armored, SM 9/125 48 Core, Jacket,Armored, SM 9/125 96 Core, |  | Fiber Optic Indoor, Fiber Optic Indoor/Outdoor, Fiber Optic Duct, Multi loose Tube Outdoor Duct Armored, Multi loosetube Outdoor Double Jacket Armored , Fiber Optic ADSS , Fiber Optic ARSS | 5 | Outdoor Double Jacket Armored | 5 | HDPE Jacket, LSZH Jacket, Rodent Jacket | ช่องกรอกความยาว หน่วยเป็น …........m
|  | Fiber Optic ADSS | Mini ADSS
|  |  | HDPE Jacket | [7 empty] | Model: |  | Series: |  | Types: |  | Jacket Types: | Length:
|  |  | F-MN-ADSS9-04-HSJ | Outdoor Cable, Multi Loose Tube, ADSS, Single Jacket, SM 9/125 4 Core | 7.2 | 12 | 30 Years | F-MN-ADSS9-04-SJ |  |  | ADSS, Single Jacket, SM 9/125 4 Core, ADSS, Single Jacket, SM 9/125 6 Core, ADSS, Single Jacket, SM 9/125 12 Core,ADSS, Single Jacket, SM 9/125 24 Core |  | Fiber Optic Indoor, Fiber Optic Indoor/Outdoor, Fiber Optic Duct, Multi loose Tube Outdoor Duct Armored, Multi loosetube Outdoor Double Jacket Armored , Fiber Optic ADSS , Fiber Optic ARSS | 6 | Mini ADSS, ADSS Double Jacket Cable, ADSS Double Jacket Cable, ADSS Single Jacket Cable with FRP Armored, ADSS Double Jacket Cable with FRP Cable | 6 | HDPE Jacket, LSZH Jacket, Rodent Jacket | ช่องกรอกความยาว หน่วยเป็น …........m
|  |  | F-MN-ADSS9-06-HSJ | Outdoor Cable, Multi Loose Tube, ADSS, Single Jacket, SM 9/125 6 Core | 8.4 | 14 | 30 Years | F-MN-ADSS9-06-SJ |  |  | ADSS, Single Jacket, SM 9/125 4 Core, ADSS, Single Jacket, SM 9/125 6 Core, ADSS, Single Jacket, SM 9/125 12 Core,ADSS, Single Jacket, SM 9/125 24 Core |  | Fiber Optic Indoor, Fiber Optic Indoor/Outdoor, Fiber Optic Duct, Multi loose Tube Outdoor Duct Armored, Multi loosetube Outdoor Double Jacket Armored , Fiber Optic ADSS , Fiber Optic ARSS | 6 | Mini ADSS, ADSS Double Jacket Cable, ADSS Double Jacket Cable, ADSS Single Jacket Cable with FRP Armored, ADSS Double Jacket Cable with FRP Cable | 6 | HDPE Jacket, LSZH Jacket, Rodent Jacket | ช่องกรอกความยาว หน่วยเป็น …........m
|  |  | F-MN-ADSS9-12-HSJ | Outdoor Cable, Multi Loose Tube, ADSS, Single Jacket, SM 9/125 12 Core | 10.2 | 17 | 30 Years | F-MN-ADSS9-12-SJ |  |  | ADSS, Single Jacket, SM 9/125 4 Core, ADSS, Single Jacket, SM 9/125 6 Core, ADSS, Single Jacket, SM 9/125 12 Core,ADSS, Single Jacket, SM 9/125 24 Core |  | Fiber Optic Indoor, Fiber Optic Indoor/Outdoor, Fiber Optic Duct, Multi loose Tube Outdoor Duct Armored, Multi loosetube Outdoor Double Jacket Armored , Fiber Optic ADSS , Fiber Optic ARSS | 6 | Mini ADSS, ADSS Double Jacket Cable, ADSS Double Jacket Cable, ADSS Single Jacket Cable with FRP Armored, ADSS Double Jacket Cable with FRP Cable | 6 | HDPE Jacket, LSZH Jacket, Rodent Jacket | ช่องกรอกความยาว หน่วยเป็น …........m
|  |  | F-MN-ADSS9-24-HSJ | Outdoor Cable, Multi Loose Tube, ADSS, Single Jacket, SM 9/125 24 Core | 14.4 | 24 | 30 Years | F-MN-ADSS9-24-SJ |  |  | ADSS, Single Jacket, SM 9/125 4 Core, ADSS, Single Jacket, SM 9/125 6 Core, ADSS, Single Jacket, SM 9/125 12 Core,ADSS, Single Jacket, SM 9/125 24 Core |  | Fiber Optic Indoor, Fiber Optic Indoor/Outdoor, Fiber Optic Duct, Multi loose Tube Outdoor Duct Armored, Multi loosetube Outdoor Double Jacket Armored , Fiber Optic ADSS , Fiber Optic ARSS | 6 | Mini ADSS, ADSS Double Jacket Cable, ADSS Double Jacket Cable, ADSS Single Jacket Cable with FRP Armored, ADSS Double Jacket Cable with FRP Cable | 6 | HDPE Jacket, LSZH Jacket, Rodent Jacket | ช่องกรอกความยาว หน่วยเป็น …........m
|  |  | LSZH Jacket | [10 empty] | 6 | Mini ADSS, ADSS Double Jacket Cable, ADSS Double Jacket Cable, ADSS Single Jacket Cable with FRP Armored, ADSS Double Jacket Cable with FRP Cable | 6
|  |  | F-MN-ADSS9-04-LSJ | Outdoor Cable, Multi Loose Tube, ADSS, LSZH, Single Jacket, SM 9/125 4 Core |  |  | 30 Years |  |  |  | ADSS, Single Jacket, SM 9/125 4 Core, ADSS, Single Jacket, SM 9/125 6 Core, ADSS, Single Jacket, SM 9/125 12 Core,ADSS, Single Jacket, SM 9/125 24 Core |  | Fiber Optic Indoor, Fiber Optic Indoor/Outdoor, Fiber Optic Duct, Multi loose Tube Outdoor Duct Armored, Multi loosetube Outdoor Double Jacket Armored , Fiber Optic ADSS , Fiber Optic ARSS | 6 | Mini ADSS, ADSS Double Jacket Cable, ADSS Double Jacket Cable, ADSS Single Jacket Cable with FRP Armored, ADSS Double Jacket Cable with FRP Cable | 6 | HDPE Jacket, LSZH Jacket, Rodent Jacket | ช่องกรอกความยาว หน่วยเป็น …........m
|  |  | F-MN-ADSS9-06-LSJ | Outdoor Cable, Multi Loose Tube, ADSS, LSZH, Single Jacket, SM 9/125 6 Core |  |  | 30 Years |  |  |  | ADSS, Single Jacket, SM 9/125 4 Core, ADSS, Single Jacket, SM 9/125 6 Core, ADSS, Single Jacket, SM 9/125 12 Core,ADSS, Single Jacket, SM 9/125 24 Core |  | Fiber Optic Indoor, Fiber Optic Indoor/Outdoor, Fiber Optic Duct, Multi loose Tube Outdoor Duct Armored, Multi loosetube Outdoor Double Jacket Armored , Fiber Optic ADSS , Fiber Optic ARSS | 6 | Mini ADSS, ADSS Double Jacket Cable, ADSS Double Jacket Cable, ADSS Single Jacket Cable with FRP Armored, ADSS Double Jacket Cable with FRP Cable | 6 | HDPE Jacket, LSZH Jacket, Rodent Jacket | ช่องกรอกความยาว หน่วยเป็น …........m
|  |  | F-MN-ADSS9-12-LSJ | Outdoor Cable, Multi Loose Tube, ADSS, LSZH, Single Jacket, SM 9/125 12 Core |  |  | 30 Years |  |  |  | ADSS, Single Jacket, SM 9/125 4 Core, ADSS, Single Jacket, SM 9/125 6 Core, ADSS, Single Jacket, SM 9/125 12 Core,ADSS, Single Jacket, SM 9/125 24 Core |  | Fiber Optic Indoor, Fiber Optic Indoor/Outdoor, Fiber Optic Duct, Multi loose Tube Outdoor Duct Armored, Multi loosetube Outdoor Double Jacket Armored , Fiber Optic ADSS , Fiber Optic ARSS | 6 | Mini ADSS, ADSS Double Jacket Cable, ADSS Double Jacket Cable, ADSS Single Jacket Cable with FRP Armored, ADSS Double Jacket Cable with FRP Cable | 6 | HDPE Jacket, LSZH Jacket, Rodent Jacket | ช่องกรอกความยาว หน่วยเป็น …........m
|  |  | F-MN-ADSS9-24-LSJ | Outdoor Cable, Multi Loose Tube, ADSS, LSZH, Single Jacket, SM 9/125 24 Core |  |  | 30 Years |  |  |  | ADSS, Single Jacket, SM 9/125 4 Core, ADSS, Single Jacket, SM 9/125 6 Core, ADSS, Single Jacket, SM 9/125 12 Core,ADSS, Single Jacket, SM 9/125 24 Core |  | Fiber Optic Indoor, Fiber Optic Indoor/Outdoor, Fiber Optic Duct, Multi loose Tube Outdoor Duct Armored, Multi loosetube Outdoor Double Jacket Armored , Fiber Optic ADSS , Fiber Optic ARSS | 6 | Mini ADSS, ADSS Double Jacket Cable, ADSS Double Jacket Cable, ADSS Single Jacket Cable with FRP Armored, ADSS Double Jacket Cable with FRP Cable | 6 | HDPE Jacket, LSZH Jacket, Rodent Jacket | ช่องกรอกความยาว หน่วยเป็น …........m
|  |  | Rodent Jacket | [10 empty] | 6 | Mini ADSS, ADSS Double Jacket Cable, ADSS Double Jacket Cable, ADSS Single Jacket Cable with FRP Armored, ADSS Double Jacket Cable with FRP Cable | 6
|  |  | F-MN-ADSS9-04-RSJ | Outdoor Cable, Multi Loose Tube, ADSS, Rodent, Single Jacket, SM 9/125 4 Core |  |  | 30 Years |  |  |  | ADSS, Single Jacket, SM 9/125 4 Core, ADSS, Single Jacket, SM 9/125 6 Core, ADSS, Single Jacket, SM 9/125 12 Core,ADSS, Single Jacket, SM 9/125 24 Core |  | Fiber Optic Indoor, Fiber Optic Indoor/Outdoor, Fiber Optic Duct, Multi loose Tube Outdoor Duct Armored, Multi loosetube Outdoor Double Jacket Armored , Fiber Optic ADSS , Fiber Optic ARSS | 6 | Mini ADSS, ADSS Double Jacket Cable, ADSS Double Jacket Cable, ADSS Single Jacket Cable with FRP Armored, ADSS Double Jacket Cable with FRP Cable | 6 | HDPE Jacket, LSZH Jacket, Rodent Jacket | ช่องกรอกความยาว หน่วยเป็น …........m
|  |  | F-MN-ADSS9-06-RSJ | Outdoor Cable, Multi Loose Tube, ADSS, Rodent, Single Jacket, SM 9/125 6 Core |  |  | 30 Years |  |  |  | ADSS, Single Jacket, SM 9/125 4 Core, ADSS, Single Jacket, SM 9/125 6 Core, ADSS, Single Jacket, SM 9/125 12 Core,ADSS, Single Jacket, SM 9/125 24 Core |  | Fiber Optic Indoor, Fiber Optic Indoor/Outdoor, Fiber Optic Duct, Multi loose Tube Outdoor Duct Armored, Multi loosetube Outdoor Double Jacket Armored , Fiber Optic ADSS , Fiber Optic ARSS | 6 | Mini ADSS, ADSS Double Jacket Cable, ADSS Double Jacket Cable, ADSS Single Jacket Cable with FRP Armored, ADSS Double Jacket Cable with FRP Cable | 6 | HDPE Jacket, LSZH Jacket, Rodent Jacket | ช่องกรอกความยาว หน่วยเป็น …........m
|  |  | F-MN-ADSS9-12-RSJ | Outdoor Cable, Multi Loose Tube, ADSS, Rodent, Single Jacket, SM 9/125 12 Core |  |  | 30 Years |  |  |  | ADSS, Single Jacket, SM 9/125 4 Core, ADSS, Single Jacket, SM 9/125 6 Core, ADSS, Single Jacket, SM 9/125 12 Core,ADSS, Single Jacket, SM 9/125 24 Core |  | Fiber Optic Indoor, Fiber Optic Indoor/Outdoor, Fiber Optic Duct, Multi loose Tube Outdoor Duct Armored, Multi loosetube Outdoor Double Jacket Armored , Fiber Optic ADSS , Fiber Optic ARSS | 6 | Mini ADSS, ADSS Double Jacket Cable, ADSS Double Jacket Cable, ADSS Single Jacket Cable with FRP Armored, ADSS Double Jacket Cable with FRP Cable | 6 | HDPE Jacket, LSZH Jacket, Rodent Jacket | ช่องกรอกความยาว หน่วยเป็น …........m
|  |  | F-MN-ADSS9-24-RSJ | Outdoor Cable, Multi Loose Tube, ADSS, Rodent, Single Jacket, SM 9/125 24 Core |  |  | 30 Years |  |  |  | ADSS, Single Jacket, SM 9/125 4 Core, ADSS, Single Jacket, SM 9/125 6 Core, ADSS, Single Jacket, SM 9/125 12 Core,ADSS, Single Jacket, SM 9/125 24 Core |  | Fiber Optic Indoor, Fiber Optic Indoor/Outdoor, Fiber Optic Duct, Multi loose Tube Outdoor Duct Armored, Multi loosetube Outdoor Double Jacket Armored , Fiber Optic ADSS , Fiber Optic ARSS | 6 | Mini ADSS, ADSS Double Jacket Cable, ADSS Double Jacket Cable, ADSS Single Jacket Cable with FRP Armored, ADSS Double Jacket Cable with FRP Cable | 6 | HDPE Jacket, LSZH Jacket, Rodent Jacket | ช่องกรอกความยาว หน่วยเป็น …........m
6
|  |  | ADSS Single Jacket Cable | [10 empty] | 6
|  |  | HDPE Jacket | [7 empty] | Model: |  | Series: | 6 | Types: |  | Jacket Types: | Length:
|  |  | F-ML-ADSS9-04-HSJ | Outdoor Cable, Multi Loose Tube, ADSS, Single Jacket, SM 9/125 4 Core | 11.4 | 19 | 30 Years | F-ML-ADSS9-04-SJ |  |  | ADSS, Single Jacket, SM 9/125 4 Core, ADSS, Single Jacket, SM 9/125 6 Core, ADSS, Single Jacket, SM 9/125 12 Core,ADSS, Single Jacket, SM 9/125 24 Core, ADSS, Single Jacket, SM 9/125 48 Core, ADSS, Single Jacket, SM 9/125 96 Core, ADSS, Single Jacket, SM 9/125 120 Core |  | Fiber Optic Indoor, Fiber Optic Indoor/Outdoor, Fiber Optic Duct, Multi loose Tube Outdoor Duct Armored, Multi loosetube Outdoor Double Jacket Armored , Fiber Optic ADSS , Fiber Optic ARSS | 6 | Mini ADSS, ADSS Double Jacket Cable, ADSS Double Jacket Cable, ADSS Single Jacket Cable with FRP Armored, ADSS Double Jacket Cable with FRP Cable | 7 | HDPE Jacket, LSZH Jacket, Rodent Jacket | ช่องกรอกความยาว หน่วยเป็น …........m
|  |  | F-ML-ADSS9-06-HSJ | Outdoor Cable, Multi Loose Tube, ADSS, Single Jacket, SM 9/125 6 Core | 14.4 | 24 | 30 Years | F-ML-ADSS9-06-SJ |  |  | ADSS, Single Jacket, SM 9/125 4 Core, ADSS, Single Jacket, SM 9/125 6 Core, ADSS, Single Jacket, SM 9/125 12 Core,ADSS, Single Jacket, SM 9/125 24 Core, ADSS, Single Jacket, SM 9/125 48 Core, ADSS, Single Jacket, SM 9/125 96 Core, ADSS, Single Jacket, SM 9/125 120 Core |  | Fiber Optic Indoor, Fiber Optic Indoor/Outdoor, Fiber Optic Duct, Multi loose Tube Outdoor Duct Armored, Multi loosetube Outdoor Double Jacket Armored , Fiber Optic ADSS , Fiber Optic ARSS | 6 | Mini ADSS, ADSS Double Jacket Cable, ADSS Double Jacket Cable, ADSS Single Jacket Cable with FRP Armored, ADSS Double Jacket Cable with FRP Cable | 7 | HDPE Jacket, LSZH Jacket, Rodent Jacket | ช่องกรอกความยาว หน่วยเป็น …........m
|  |  | F-ML-ADSS9-12-HSJ | Outdoor Cable, Multi Loose Tube, ADSS, Single Jacket, SM 9/125 12 Core | 15.6 | 26 | 30 Years | F-ML-ADSS9-12-SJ |  |  | ADSS, Single Jacket, SM 9/125 4 Core, ADSS, Single Jacket, SM 9/125 6 Core, ADSS, Single Jacket, SM 9/125 12 Core,ADSS, Single Jacket, SM 9/125 24 Core, ADSS, Single Jacket, SM 9/125 48 Core, ADSS, Single Jacket, SM 9/125 96 Core, ADSS, Single Jacket, SM 9/125 120 Core |  | Fiber Optic Indoor, Fiber Optic Indoor/Outdoor, Fiber Optic Duct, Multi loose Tube Outdoor Duct Armored, Multi loosetube Outdoor Double Jacket Armored , Fiber Optic ADSS , Fiber Optic ARSS | 6 | Mini ADSS, ADSS Double Jacket Cable, ADSS Double Jacket Cable, ADSS Single Jacket Cable with FRP Armored, ADSS Double Jacket Cable with FRP Cable | 7 | HDPE Jacket, LSZH Jacket, Rodent Jacket | ช่องกรอกความยาว หน่วยเป็น …........m
|  |  | F-ML-ADSS9-24-HSJ | Outdoor Cable, Multi Loose Tube, ADSS, Single Jacket, SM 9/125 24 Core | 18 | 30 | 30 Years | F-ML-ADSS9-24-SJ |  |  | ADSS, Single Jacket, SM 9/125 4 Core, ADSS, Single Jacket, SM 9/125 6 Core, ADSS, Single Jacket, SM 9/125 12 Core,ADSS, Single Jacket, SM 9/125 24 Core, ADSS, Single Jacket, SM 9/125 48 Core, ADSS, Single Jacket, SM 9/125 96 Core, ADSS, Single Jacket, SM 9/125 120 Core |  | Fiber Optic Indoor, Fiber Optic Indoor/Outdoor, Fiber Optic Duct, Multi loose Tube Outdoor Duct Armored, Multi loosetube Outdoor Double Jacket Armored , Fiber Optic ADSS , Fiber Optic ARSS | 6 | Mini ADSS, ADSS Double Jacket Cable, ADSS Double Jacket Cable, ADSS Single Jacket Cable with FRP Armored, ADSS Double Jacket Cable with FRP Cable | 7 | HDPE Jacket, LSZH Jacket, Rodent Jacket | ช่องกรอกความยาว หน่วยเป็น …........m
|  |  | F-ML-ADSS9-48-HSJ | Outdoor Cable, Multi Loose Tube, ADSS, Single Jacket, SM 9/125 48 Core | 27 | 45 | 30 Years | F-ML-ADSS9-48-SJ |  |  | ADSS, Single Jacket, SM 9/125 4 Core, ADSS, Single Jacket, SM 9/125 6 Core, ADSS, Single Jacket, SM 9/125 12 Core,ADSS, Single Jacket, SM 9/125 24 Core, ADSS, Single Jacket, SM 9/125 48 Core, ADSS, Single Jacket, SM 9/125 96 Core, ADSS, Single Jacket, SM 9/125 120 Core |  | Fiber Optic Indoor, Fiber Optic Indoor/Outdoor, Fiber Optic Duct, Multi loose Tube Outdoor Duct Armored, Multi loosetube Outdoor Double Jacket Armored , Fiber Optic ADSS , Fiber Optic ARSS | 6 | Mini ADSS, ADSS Double Jacket Cable, ADSS Double Jacket Cable, ADSS Single Jacket Cable with FRP Armored, ADSS Double Jacket Cable with FRP Cable | 7 | HDPE Jacket, LSZH Jacket, Rodent Jacket | ช่องกรอกความยาว หน่วยเป็น …........m
|  |  | F-ML-ADSS9-96-HSJ | Outdoor Cable, Multi Loose Tube, ADSS, Single Jacket, SM 9/125 96 Core | 42 | 70 | 30 Years | F-ML-ADSS9-96-SJ |  |  | ADSS, Single Jacket, SM 9/125 4 Core, ADSS, Single Jacket, SM 9/125 6 Core, ADSS, Single Jacket, SM 9/125 12 Core,ADSS, Single Jacket, SM 9/125 24 Core, ADSS, Single Jacket, SM 9/125 48 Core, ADSS, Single Jacket, SM 9/125 96 Core, ADSS, Single Jacket, SM 9/125 120 Core |  | Fiber Optic Indoor, Fiber Optic Indoor/Outdoor, Fiber Optic Duct, Multi loose Tube Outdoor Duct Armored, Multi loosetube Outdoor Double Jacket Armored , Fiber Optic ADSS , Fiber Optic ARSS | 6 | Mini ADSS, ADSS Double Jacket Cable, ADSS Double Jacket Cable, ADSS Single Jacket Cable with FRP Armored, ADSS Double Jacket Cable with FRP Cable | 7 | HDPE Jacket, LSZH Jacket, Rodent Jacket | ช่องกรอกความยาว หน่วยเป็น …........m
|  |  | F-ML-ADSS9-120-HSJ | Outdoor Cable, Multi Loose Tube, ADSS, Single Jacket, SM 9/125 120 Core | 57 | 95 | 30 Years | F-ML-ADSS9-120-SJ |  |  | ADSS, Single Jacket, SM 9/125 4 Core, ADSS, Single Jacket, SM 9/125 6 Core, ADSS, Single Jacket, SM 9/125 12 Core,ADSS, Single Jacket, SM 9/125 24 Core, ADSS, Single Jacket, SM 9/125 48 Core, ADSS, Single Jacket, SM 9/125 96 Core, ADSS, Single Jacket, SM 9/125 120 Core |  | Fiber Optic Indoor, Fiber Optic Indoor/Outdoor, Fiber Optic Duct, Multi loose Tube Outdoor Duct Armored, Multi loosetube Outdoor Double Jacket Armored , Fiber Optic ADSS , Fiber Optic ARSS | 6 | Mini ADSS, ADSS Double Jacket Cable, ADSS Double Jacket Cable, ADSS Single Jacket Cable with FRP Armored, ADSS Double Jacket Cable with FRP Cable | 7 | HDPE Jacket, LSZH Jacket, Rodent Jacket | ช่องกรอกความยาว หน่วยเป็น …........m
|  |  | LSZH Jacket | [10 empty] | 6 |  | 7
|  |  | F-ML-ADSS9-04-LSJ | Outdoor Cable, Multi Loose Tube, ADSS, LSZH, Single Jacket, SM 9/125 4 Core |  |  | 30 Years |  |  |  | ADSS, Single Jacket, SM 9/125 4 Core, ADSS, Single Jacket, SM 9/125 6 Core, ADSS, Single Jacket, SM 9/125 12 Core,ADSS, Single Jacket, SM 9/125 24 Core, ADSS, Single Jacket, SM 9/125 48 Core, ADSS, Single Jacket, SM 9/125 96 Core, ADSS, Single Jacket, SM 9/125 120 Core |  | Fiber Optic Indoor, Fiber Optic Indoor/Outdoor, Fiber Optic Duct, Multi loose Tube Outdoor Duct Armored, Multi loosetube Outdoor Double Jacket Armored , Fiber Optic ADSS , Fiber Optic ARSS | 6 | Mini ADSS, ADSS Double Jacket Cable, ADSS Double Jacket Cable, ADSS Single Jacket Cable with FRP Armored, ADSS Double Jacket Cable with FRP Cable | 7 | HDPE Jacket, LSZH Jacket, Rodent Jacket | ช่องกรอกความยาว หน่วยเป็น …........m
|  |  | F-ML-ADSS9-06-LSJ | Outdoor Cable, Multi Loose Tube, ADSS, LSZH, Single Jacket, SM 9/125 6 Core |  |  | 30 Years |  |  |  | ADSS, Single Jacket, SM 9/125 4 Core, ADSS, Single Jacket, SM 9/125 6 Core, ADSS, Single Jacket, SM 9/125 12 Core,ADSS, Single Jacket, SM 9/125 24 Core, ADSS, Single Jacket, SM 9/125 48 Core, ADSS, Single Jacket, SM 9/125 96 Core, ADSS, Single Jacket, SM 9/125 120 Core |  | Fiber Optic Indoor, Fiber Optic Indoor/Outdoor, Fiber Optic Duct, Multi loose Tube Outdoor Duct Armored, Multi loosetube Outdoor Double Jacket Armored , Fiber Optic ADSS , Fiber Optic ARSS | 6 | Mini ADSS, ADSS Double Jacket Cable, ADSS Double Jacket Cable, ADSS Single Jacket Cable with FRP Armored, ADSS Double Jacket Cable with FRP Cable | 7 | HDPE Jacket, LSZH Jacket, Rodent Jacket | ช่องกรอกความยาว หน่วยเป็น …........m
|  |  | F-ML-ADSS9-12-LSJ | Outdoor Cable, Multi Loose Tube, ADSS, LSZH, Single Jacket, SM 9/125 12 Core |  |  | 30 Years |  |  |  | ADSS, Single Jacket, SM 9/125 4 Core, ADSS, Single Jacket, SM 9/125 6 Core, ADSS, Single Jacket, SM 9/125 12 Core,ADSS, Single Jacket, SM 9/125 24 Core, ADSS, Single Jacket, SM 9/125 48 Core, ADSS, Single Jacket, SM 9/125 96 Core, ADSS, Single Jacket, SM 9/125 120 Core |  | Fiber Optic Indoor, Fiber Optic Indoor/Outdoor, Fiber Optic Duct, Multi loose Tube Outdoor Duct Armored, Multi loosetube Outdoor Double Jacket Armored , Fiber Optic ADSS , Fiber Optic ARSS | 6 | Mini ADSS, ADSS Double Jacket Cable, ADSS Double Jacket Cable, ADSS Single Jacket Cable with FRP Armored, ADSS Double Jacket Cable with FRP Cable | 7 | HDPE Jacket, LSZH Jacket, Rodent Jacket | ช่องกรอกความยาว หน่วยเป็น …........m
|  |  | F-ML-ADSS9-24-LSJ | Outdoor Cable, Multi Loose Tube, ADSS, LSZH, Single Jacket, SM 9/125 24 Core |  |  | 30 Years |  |  |  | ADSS, Single Jacket, SM 9/125 4 Core, ADSS, Single Jacket, SM 9/125 6 Core, ADSS, Single Jacket, SM 9/125 12 Core,ADSS, Single Jacket, SM 9/125 24 Core, ADSS, Single Jacket, SM 9/125 48 Core, ADSS, Single Jacket, SM 9/125 96 Core, ADSS, Single Jacket, SM 9/125 120 Core |  | Fiber Optic Indoor, Fiber Optic Indoor/Outdoor, Fiber Optic Duct, Multi loose Tube Outdoor Duct Armored, Multi loosetube Outdoor Double Jacket Armored , Fiber Optic ADSS , Fiber Optic ARSS | 6 | Mini ADSS, ADSS Double Jacket Cable, ADSS Double Jacket Cable, ADSS Single Jacket Cable with FRP Armored, ADSS Double Jacket Cable with FRP Cable | 7 | HDPE Jacket, LSZH Jacket, Rodent Jacket | ช่องกรอกความยาว หน่วยเป็น …........m
|  |  | F-ML-ADSS9-48-LSJ | Outdoor Cable, Multi Loose Tube, ADSS, LSZH, Single Jacket, SM 9/125 48 Core |  |  | 30 Years |  |  |  | ADSS, Single Jacket, SM 9/125 4 Core, ADSS, Single Jacket, SM 9/125 6 Core, ADSS, Single Jacket, SM 9/125 12 Core,ADSS, Single Jacket, SM 9/125 24 Core, ADSS, Single Jacket, SM 9/125 48 Core, ADSS, Single Jacket, SM 9/125 96 Core, ADSS, Single Jacket, SM 9/125 120 Core |  | Fiber Optic Indoor, Fiber Optic Indoor/Outdoor, Fiber Optic Duct, Multi loose Tube Outdoor Duct Armored, Multi loosetube Outdoor Double Jacket Armored , Fiber Optic ADSS , Fiber Optic ARSS | 6 | Mini ADSS, ADSS Double Jacket Cable, ADSS Double Jacket Cable, ADSS Single Jacket Cable with FRP Armored, ADSS Double Jacket Cable with FRP Cable | 7 | HDPE Jacket, LSZH Jacket, Rodent Jacket | ช่องกรอกความยาว หน่วยเป็น …........m
|  |  | F-ML-ADSS9-96-LSJ | Outdoor Cable, Multi Loose Tube, ADSS, LSZH, Single Jacket, SM 9/125 96 Core |  |  | 30 Years |  |  |  | ADSS, Single Jacket, SM 9/125 4 Core, ADSS, Single Jacket, SM 9/125 6 Core, ADSS, Single Jacket, SM 9/125 12 Core,ADSS, Single Jacket, SM 9/125 24 Core, ADSS, Single Jacket, SM 9/125 48 Core, ADSS, Single Jacket, SM 9/125 96 Core, ADSS, Single Jacket, SM 9/125 120 Core |  | Fiber Optic Indoor, Fiber Optic Indoor/Outdoor, Fiber Optic Duct, Multi loose Tube Outdoor Duct Armored, Multi loosetube Outdoor Double Jacket Armored , Fiber Optic ADSS , Fiber Optic ARSS | 6 | Mini ADSS, ADSS Double Jacket Cable, ADSS Double Jacket Cable, ADSS Single Jacket Cable with FRP Armored, ADSS Double Jacket Cable with FRP Cable | 7 | HDPE Jacket, LSZH Jacket, Rodent Jacket | ช่องกรอกความยาว หน่วยเป็น …........m
|  |  | F-ML-ADSS9-120-LSJ | Outdoor Cable, Multi Loose Tube, ADSS, LSZH, Single Jacket, SM 9/125 120 Core |  |  | 30 Years |  |  |  | ADSS, Single Jacket, SM 9/125 4 Core, ADSS, Single Jacket, SM 9/125 6 Core, ADSS, Single Jacket, SM 9/125 12 Core,ADSS, Single Jacket, SM 9/125 24 Core, ADSS, Single Jacket, SM 9/125 48 Core, ADSS, Single Jacket, SM 9/125 96 Core, ADSS, Single Jacket, SM 9/125 120 Core |  | Fiber Optic Indoor, Fiber Optic Indoor/Outdoor, Fiber Optic Duct, Multi loose Tube Outdoor Duct Armored, Multi loosetube Outdoor Double Jacket Armored , Fiber Optic ADSS , Fiber Optic ARSS | 6 | Mini ADSS, ADSS Double Jacket Cable, ADSS Double Jacket Cable, ADSS Single Jacket Cable with FRP Armored, ADSS Double Jacket Cable with FRP Cable | 7 | HDPE Jacket, LSZH Jacket, Rodent Jacket | ช่องกรอกความยาว หน่วยเป็น …........m
|  |  | Rodent Jacket | [10 empty] | 6 |  | 7
|  |  | F-ML-ADSS9-04-RSJ | Outdoor Cable, Multi Loose Tube, ADSS,Rodent, Single Jacket, SM 9/125 4 Core | 13.2 | 22 | 30 Years | F-MLR-ADSS9-04-SJ |  |  | ADSS, Single Jacket, SM 9/125 4 Core, ADSS, Single Jacket, SM 9/125 6 Core, ADSS, Single Jacket, SM 9/125 12 Core,ADSS, Single Jacket, SM 9/125 24 Core, ADSS, Single Jacket, SM 9/125 48 Core, ADSS, Single Jacket, SM 9/125 96 Core, ADSS, Single Jacket, SM 9/125 120 Core |  | Fiber Optic Indoor, Fiber Optic Indoor/Outdoor, Fiber Optic Duct, Multi loose Tube Outdoor Duct Armored, Multi loosetube Outdoor Double Jacket Armored , Fiber Optic ADSS , Fiber Optic ARSS | 6 | Mini ADSS, ADSS Double Jacket Cable, ADSS Double Jacket Cable, ADSS Single Jacket Cable with FRP Armored, ADSS Double Jacket Cable with FRP Cable | 7 | HDPE Jacket, LSZH Jacket, Rodent Jacket | ช่องกรอกความยาว หน่วยเป็น …........m
|  |  | F-ML-ADSS9-06-RSJ | Outdoor Cable, Multi Loose Tube, ADSS,Rodent, Single Jacket, SM 9/125 6 Core | 16.2 | 27 | 30 Years | F-MLR-ADSS9-06-SJ |  |  | ADSS, Single Jacket, SM 9/125 4 Core, ADSS, Single Jacket, SM 9/125 6 Core, ADSS, Single Jacket, SM 9/125 12 Core,ADSS, Single Jacket, SM 9/125 24 Core, ADSS, Single Jacket, SM 9/125 48 Core, ADSS, Single Jacket, SM 9/125 96 Core, ADSS, Single Jacket, SM 9/125 120 Core |  | Fiber Optic Indoor, Fiber Optic Indoor/Outdoor, Fiber Optic Duct, Multi loose Tube Outdoor Duct Armored, Multi loosetube Outdoor Double Jacket Armored , Fiber Optic ADSS , Fiber Optic ARSS | 6 | Mini ADSS, ADSS Double Jacket Cable, ADSS Double Jacket Cable, ADSS Single Jacket Cable with FRP Armored, ADSS Double Jacket Cable with FRP Cable | 7 | HDPE Jacket, LSZH Jacket, Rodent Jacket | ช่องกรอกความยาว หน่วยเป็น …........m
|  |  | F-ML-ADSS9-12-RSJ | Outdoor Cable, Multi Loose Tube, ADSS,Rodent, Single Jacket, SM 9/125 12 Core | 18 | 30 | 30 Years | F-MLR-ADSS9-12-SJ |  |  | ADSS, Single Jacket, SM 9/125 4 Core, ADSS, Single Jacket, SM 9/125 6 Core, ADSS, Single Jacket, SM 9/125 12 Core,ADSS, Single Jacket, SM 9/125 24 Core, ADSS, Single Jacket, SM 9/125 48 Core, ADSS, Single Jacket, SM 9/125 96 Core, ADSS, Single Jacket, SM 9/125 120 Core |  | Fiber Optic Indoor, Fiber Optic Indoor/Outdoor, Fiber Optic Duct, Multi loose Tube Outdoor Duct Armored, Multi loosetube Outdoor Double Jacket Armored , Fiber Optic ADSS , Fiber Optic ARSS | 6 | Mini ADSS, ADSS Double Jacket Cable, ADSS Double Jacket Cable, ADSS Single Jacket Cable with FRP Armored, ADSS Double Jacket Cable with FRP Cable | 7 | HDPE Jacket, LSZH Jacket, Rodent Jacket | ช่องกรอกความยาว หน่วยเป็น …........m
|  |  | F-ML-ADSS9-24-RSJ | Outdoor Cable, Multi Loose Tube, ADSS,Rodent, Single Jacket, SM 9/125 24 Core | 21 | 35 | 30 Years | F-MLR-ADSS9-24-SJ |  |  | ADSS, Single Jacket, SM 9/125 4 Core, ADSS, Single Jacket, SM 9/125 6 Core, ADSS, Single Jacket, SM 9/125 12 Core,ADSS, Single Jacket, SM 9/125 24 Core, ADSS, Single Jacket, SM 9/125 48 Core, ADSS, Single Jacket, SM 9/125 96 Core, ADSS, Single Jacket, SM 9/125 120 Core |  | Fiber Optic Indoor, Fiber Optic Indoor/Outdoor, Fiber Optic Duct, Multi loose Tube Outdoor Duct Armored, Multi loosetube Outdoor Double Jacket Armored , Fiber Optic ADSS , Fiber Optic ARSS | 6 | Mini ADSS, ADSS Double Jacket Cable, ADSS Double Jacket Cable, ADSS Single Jacket Cable with FRP Armored, ADSS Double Jacket Cable with FRP Cable | 7 | HDPE Jacket, LSZH Jacket, Rodent Jacket | ช่องกรอกความยาว หน่วยเป็น …........m
|  |  | F-ML-ADSS9-48-RSJ | Outdoor Cable, Multi Loose Tube, ADSS,Rodent, Single Jacket, SM 9/125 48 Core | 30 | 50 | 30 Years | F-MLR-ADSS9-48-SJ |  |  | ADSS, Single Jacket, SM 9/125 4 Core, ADSS, Single Jacket, SM 9/125 6 Core, ADSS, Single Jacket, SM 9/125 12 Core,ADSS, Single Jacket, SM 9/125 24 Core, ADSS, Single Jacket, SM 9/125 48 Core, ADSS, Single Jacket, SM 9/125 96 Core, ADSS, Single Jacket, SM 9/125 120 Core |  | Fiber Optic Indoor, Fiber Optic Indoor/Outdoor, Fiber Optic Duct, Multi loose Tube Outdoor Duct Armored, Multi loosetube Outdoor Double Jacket Armored , Fiber Optic ADSS , Fiber Optic ARSS | 6 | Mini ADSS, ADSS Double Jacket Cable, ADSS Double Jacket Cable, ADSS Single Jacket Cable with FRP Armored, ADSS Double Jacket Cable with FRP Cable | 7 | HDPE Jacket, LSZH Jacket, Rodent Jacket | ช่องกรอกความยาว หน่วยเป็น …........m
|  |  | F-ML-ADSS9-96-RSJ | Outdoor Cable, Multi Loose Tube, ADSS,Rodent, Single Jacket, SM 9/125 96 Core | 46.8 | 78 | 30 Years | F-MLR-ADSS9-96-SJ |  |  | ADSS, Single Jacket, SM 9/125 4 Core, ADSS, Single Jacket, SM 9/125 6 Core, ADSS, Single Jacket, SM 9/125 12 Core,ADSS, Single Jacket, SM 9/125 24 Core, ADSS, Single Jacket, SM 9/125 48 Core, ADSS, Single Jacket, SM 9/125 96 Core, ADSS, Single Jacket, SM 9/125 120 Core |  | Fiber Optic Indoor, Fiber Optic Indoor/Outdoor, Fiber Optic Duct, Multi loose Tube Outdoor Duct Armored, Multi loosetube Outdoor Double Jacket Armored , Fiber Optic ADSS , Fiber Optic ARSS | 6 | Mini ADSS, ADSS Double Jacket Cable, ADSS Double Jacket Cable, ADSS Single Jacket Cable with FRP Armored, ADSS Double Jacket Cable with FRP Cable | 7 | HDPE Jacket, LSZH Jacket, Rodent Jacket | ช่องกรอกความยาว หน่วยเป็น …........m
|  |  | F-ML-ADSS9-120-RSJ | Outdoor Cable, Multi Loose Tube, ADSS,Rodent, Single Jacket, SM 9/125 120 Core | 60 | 100 | 30 Years | F-MLR-ADSS9-120-SJ |  |  | ADSS, Single Jacket, SM 9/125 4 Core, ADSS, Single Jacket, SM 9/125 6 Core, ADSS, Single Jacket, SM 9/125 12 Core,ADSS, Single Jacket, SM 9/125 24 Core, ADSS, Single Jacket, SM 9/125 48 Core, ADSS, Single Jacket, SM 9/125 96 Core, ADSS, Single Jacket, SM 9/125 120 Core |  | Fiber Optic Indoor, Fiber Optic Indoor/Outdoor, Fiber Optic Duct, Multi loose Tube Outdoor Duct Armored, Multi loosetube Outdoor Double Jacket Armored , Fiber Optic ADSS , Fiber Optic ARSS | 6 | Mini ADSS, ADSS Double Jacket Cable, ADSS Double Jacket Cable, ADSS Single Jacket Cable with FRP Armored, ADSS Double Jacket Cable with FRP Cable | 7 | HDPE Jacket, LSZH Jacket, Rodent Jacket | ช่องกรอกความยาว หน่วยเป็น …........m
ADSS Double Jacket Cable
|  |  | HDPE Jacket | [7 empty] | Model: |  | Series: |  | Types: |  | Jacket Types: | Length:
|  |  | F-ML-ADSS9-04-HDJ | Outdoor Cable, Multi Loose Tube, ADSS, Double Jacket, SM 9/125 4 Core | 12 | 20 | 30 Years | F-ML-ADSS9-04-DJ |  |  | ADSS, Double Jacket, SM 9/125 4 Core , ADSS, Double Jacket, SM 9/125 6 Core , ADSS, Double Jacket, SM 9/125 12 Core , ADSS, Double Jacket, SM 9/125 24 Core , ADSS, Double Jacket, SM 9/125 48 Core , ADSS, Double Jacket, SM 9/125 96 Core , ADSS, Double Jacket, SM 9/125 120 Core |  | Fiber Optic Indoor, Fiber Optic Indoor/Outdoor, Fiber Optic Duct, Multi loose Tube Outdoor Duct Armored, Multi loosetube Outdoor Double Jacket Armored , Fiber Optic ADSS , Fiber Optic ARSS | 6 | Mini ADSS, ADSS Double Jacket Cable, ADSS Double Jacket Cable, ADSS Single Jacket Cable with FRP Armored, ADSS Double Jacket Cable with FRP Cable | 8 | HDPE Jacket, LSZH Jacket, Rodent Jacket | ช่องกรอกความยาว หน่วยเป็น …........m
|  |  | F-ML-ADSS9-06-HDJ | Outdoor Cable, Multi Loose Tube, ADSS, Double Jacket, SM 9/125 6 Core | 15 | 25 | 30 Years | F-ML-ADSS9-06-DJ |  |  | ADSS, Double Jacket, SM 9/125 4 Core , ADSS, Double Jacket, SM 9/125 6 Core , ADSS, Double Jacket, SM 9/125 12 Core , ADSS, Double Jacket, SM 9/125 24 Core , ADSS, Double Jacket, SM 9/125 48 Core , ADSS, Double Jacket, SM 9/125 96 Core , ADSS, Double Jacket, SM 9/125 120 Core |  | Fiber Optic Indoor, Fiber Optic Indoor/Outdoor, Fiber Optic Duct, Multi loose Tube Outdoor Duct Armored, Multi loosetube Outdoor Double Jacket Armored , Fiber Optic ADSS , Fiber Optic ARSS | 6 | Mini ADSS, ADSS Double Jacket Cable, ADSS Double Jacket Cable, ADSS Single Jacket Cable with FRP Armored, ADSS Double Jacket Cable with FRP Cable | 8 | HDPE Jacket, LSZH Jacket, Rodent Jacket | ช่องกรอกความยาว หน่วยเป็น …........m
|  |  | F-ML-ADSS9-12-HDJ | Outdoor Cable, Multi Loose Tube, ADSS, Double Jacket, SM 9/125 12 Core | 17.4 | 29 | 30 Years | F-ML-ADSS9-12-DJ |  |  | ADSS, Double Jacket, SM 9/125 4 Core , ADSS, Double Jacket, SM 9/125 6 Core , ADSS, Double Jacket, SM 9/125 12 Core , ADSS, Double Jacket, SM 9/125 24 Core , ADSS, Double Jacket, SM 9/125 48 Core , ADSS, Double Jacket, SM 9/125 96 Core , ADSS, Double Jacket, SM 9/125 120 Core |  | Fiber Optic Indoor, Fiber Optic Indoor/Outdoor, Fiber Optic Duct, Multi loose Tube Outdoor Duct Armored, Multi loosetube Outdoor Double Jacket Armored , Fiber Optic ADSS , Fiber Optic ARSS | 6 | Mini ADSS, ADSS Double Jacket Cable, ADSS Double Jacket Cable, ADSS Single Jacket Cable with FRP Armored, ADSS Double Jacket Cable with FRP Cable | 8 | HDPE Jacket, LSZH Jacket, Rodent Jacket | ช่องกรอกความยาว หน่วยเป็น …........m
|  |  | F-ML-ADSS9-24-HDJ | Outdoor Cable, Multi Loose Tube, ADSS, Double Jacket, SM 9/125 24 Core | 19.8 | 33 | 30 Years | F-ML-ADSS9-24-DJ |  |  | ADSS, Double Jacket, SM 9/125 4 Core , ADSS, Double Jacket, SM 9/125 6 Core , ADSS, Double Jacket, SM 9/125 12 Core , ADSS, Double Jacket, SM 9/125 24 Core , ADSS, Double Jacket, SM 9/125 48 Core , ADSS, Double Jacket, SM 9/125 96 Core , ADSS, Double Jacket, SM 9/125 120 Core |  | Fiber Optic Indoor, Fiber Optic Indoor/Outdoor, Fiber Optic Duct, Multi loose Tube Outdoor Duct Armored, Multi loosetube Outdoor Double Jacket Armored , Fiber Optic ADSS , Fiber Optic ARSS | 6 | Mini ADSS, ADSS Double Jacket Cable, ADSS Double Jacket Cable, ADSS Single Jacket Cable with FRP Armored, ADSS Double Jacket Cable with FRP Cable | 8 | HDPE Jacket, LSZH Jacket, Rodent Jacket | ช่องกรอกความยาว หน่วยเป็น …........m
|  |  | F-ML-ADSS9-48-HDJ | Outdoor Cable, Multi Loose Tube, ADSS, Double Jacket, SM 9/125 48 Core | 28.2 | 47 | 30 Years | F-ML-ADSS9-48-DJ |  |  | ADSS, Double Jacket, SM 9/125 4 Core , ADSS, Double Jacket, SM 9/125 6 Core , ADSS, Double Jacket, SM 9/125 12 Core , ADSS, Double Jacket, SM 9/125 24 Core , ADSS, Double Jacket, SM 9/125 48 Core , ADSS, Double Jacket, SM 9/125 96 Core , ADSS, Double Jacket, SM 9/125 120 Core |  | Fiber Optic Indoor, Fiber Optic Indoor/Outdoor, Fiber Optic Duct, Multi loose Tube Outdoor Duct Armored, Multi loosetube Outdoor Double Jacket Armored , Fiber Optic ADSS , Fiber Optic ARSS | 6 | Mini ADSS, ADSS Double Jacket Cable, ADSS Double Jacket Cable, ADSS Single Jacket Cable with FRP Armored, ADSS Double Jacket Cable with FRP Cable | 8 | HDPE Jacket, LSZH Jacket, Rodent Jacket | ช่องกรอกความยาว หน่วยเป็น …........m
|  |  | F-ML-ADSS9-96-HDJ | Outdoor Cable, Multi Loose Tube, ADSS, Double Jacket, SM 9/125 96 Core | 31.2 | 52 | 30 Years | F-ML-ADSS9-96-DJ |  |  | ADSS, Double Jacket, SM 9/125 4 Core , ADSS, Double Jacket, SM 9/125 6 Core , ADSS, Double Jacket, SM 9/125 12 Core , ADSS, Double Jacket, SM 9/125 24 Core , ADSS, Double Jacket, SM 9/125 48 Core , ADSS, Double Jacket, SM 9/125 96 Core , ADSS, Double Jacket, SM 9/125 120 Core |  | Fiber Optic Indoor, Fiber Optic Indoor/Outdoor, Fiber Optic Duct, Multi loose Tube Outdoor Duct Armored, Multi loosetube Outdoor Double Jacket Armored , Fiber Optic ADSS , Fiber Optic ARSS | 6 | Mini ADSS, ADSS Double Jacket Cable, ADSS Double Jacket Cable, ADSS Single Jacket Cable with FRP Armored, ADSS Double Jacket Cable with FRP Cable | 8 | HDPE Jacket, LSZH Jacket, Rodent Jacket | ช่องกรอกความยาว หน่วยเป็น …........m
|  |  | F-ML-ADSS9-120-HDJ | Outdoor Cable, Multi Loose Tube, ADSS, Double Jacket, SM 9/125 120 Core | 63 | 105 | 30 Years | F-ML-ADSS9-120-DJ |  |  | ADSS, Double Jacket, SM 9/125 4 Core , ADSS, Double Jacket, SM 9/125 6 Core , ADSS, Double Jacket, SM 9/125 12 Core , ADSS, Double Jacket, SM 9/125 24 Core , ADSS, Double Jacket, SM 9/125 48 Core , ADSS, Double Jacket, SM 9/125 96 Core , ADSS, Double Jacket, SM 9/125 120 Core |  | Fiber Optic Indoor, Fiber Optic Indoor/Outdoor, Fiber Optic Duct, Multi loose Tube Outdoor Duct Armored, Multi loosetube Outdoor Double Jacket Armored , Fiber Optic ADSS , Fiber Optic ARSS | 6 | Mini ADSS, ADSS Double Jacket Cable, ADSS Double Jacket Cable, ADSS Single Jacket Cable with FRP Armored, ADSS Double Jacket Cable with FRP Cable | 8 | HDPE Jacket, LSZH Jacket, Rodent Jacket | ช่องกรอกความยาว หน่วยเป็น …........m
|  |  | LSZH Jacket | [10 empty] | 6 |  | 8
|  |  | F-ML-ADSS9-04-LDJ | Outdoor Cable, Multi Loose Tube, ADSS, LSZH, Double Jacket, SM 9/125 4 Core |  |  | 30 Years |  |  |  | ADSS, Double Jacket, SM 9/125 4 Core , ADSS, Double Jacket, SM 9/125 6 Core , ADSS, Double Jacket, SM 9/125 12 Core , ADSS, Double Jacket, SM 9/125 24 Core , ADSS, Double Jacket, SM 9/125 48 Core , ADSS, Double Jacket, SM 9/125 96 Core , ADSS, Double Jacket, SM 9/125 120 Core |  | Fiber Optic Indoor, Fiber Optic Indoor/Outdoor, Fiber Optic Duct, Multi loose Tube Outdoor Duct Armored, Multi loosetube Outdoor Double Jacket Armored , Fiber Optic ADSS , Fiber Optic ARSS | 6 | Mini ADSS, ADSS Double Jacket Cable, ADSS Double Jacket Cable, ADSS Single Jacket Cable with FRP Armored, ADSS Double Jacket Cable with FRP Cable | 8 | HDPE Jacket, LSZH Jacket, Rodent Jacket | ช่องกรอกความยาว หน่วยเป็น …........m
|  |  | F-ML-ADSS9-06-LDJ | Outdoor Cable, Multi Loose Tube, ADSS, LSZH, Double Jacket, SM 9/125 6 Core |  |  | 30 Years |  |  |  | ADSS, Double Jacket, SM 9/125 4 Core , ADSS, Double Jacket, SM 9/125 6 Core , ADSS, Double Jacket, SM 9/125 12 Core , ADSS, Double Jacket, SM 9/125 24 Core , ADSS, Double Jacket, SM 9/125 48 Core , ADSS, Double Jacket, SM 9/125 96 Core , ADSS, Double Jacket, SM 9/125 120 Core |  | Fiber Optic Indoor, Fiber Optic Indoor/Outdoor, Fiber Optic Duct, Multi loose Tube Outdoor Duct Armored, Multi loosetube Outdoor Double Jacket Armored , Fiber Optic ADSS , Fiber Optic ARSS | 6 | Mini ADSS, ADSS Double Jacket Cable, ADSS Double Jacket Cable, ADSS Single Jacket Cable with FRP Armored, ADSS Double Jacket Cable with FRP Cable | 8 | HDPE Jacket, LSZH Jacket, Rodent Jacket | ช่องกรอกความยาว หน่วยเป็น …........m
|  |  | F-ML-ADSS9-12-LDJ | Outdoor Cable, Multi Loose Tube, ADSS, LSZH, Double Jacket, SM 9/125 12 Core |  |  | 30 Years |  |  |  | ADSS, Double Jacket, SM 9/125 4 Core , ADSS, Double Jacket, SM 9/125 6 Core , ADSS, Double Jacket, SM 9/125 12 Core , ADSS, Double Jacket, SM 9/125 24 Core , ADSS, Double Jacket, SM 9/125 48 Core , ADSS, Double Jacket, SM 9/125 96 Core , ADSS, Double Jacket, SM 9/125 120 Core |  | Fiber Optic Indoor, Fiber Optic Indoor/Outdoor, Fiber Optic Duct, Multi loose Tube Outdoor Duct Armored, Multi loosetube Outdoor Double Jacket Armored , Fiber Optic ADSS , Fiber Optic ARSS | 6 | Mini ADSS, ADSS Double Jacket Cable, ADSS Double Jacket Cable, ADSS Single Jacket Cable with FRP Armored, ADSS Double Jacket Cable with FRP Cable | 8 | HDPE Jacket, LSZH Jacket, Rodent Jacket | ช่องกรอกความยาว หน่วยเป็น …........m
|  |  | F-ML-ADSS9-24-LDJ | Outdoor Cable, Multi Loose Tube, ADSS, LSZH, Double Jacket, SM 9/125 24 Core |  |  | 30 Years |  |  |  | ADSS, Double Jacket, SM 9/125 4 Core , ADSS, Double Jacket, SM 9/125 6 Core , ADSS, Double Jacket, SM 9/125 12 Core , ADSS, Double Jacket, SM 9/125 24 Core , ADSS, Double Jacket, SM 9/125 48 Core , ADSS, Double Jacket, SM 9/125 96 Core , ADSS, Double Jacket, SM 9/125 120 Core |  | Fiber Optic Indoor, Fiber Optic Indoor/Outdoor, Fiber Optic Duct, Multi loose Tube Outdoor Duct Armored, Multi loosetube Outdoor Double Jacket Armored , Fiber Optic ADSS , Fiber Optic ARSS | 6 | Mini ADSS, ADSS Double Jacket Cable, ADSS Double Jacket Cable, ADSS Single Jacket Cable with FRP Armored, ADSS Double Jacket Cable with FRP Cable | 8 | HDPE Jacket, LSZH Jacket, Rodent Jacket | ช่องกรอกความยาว หน่วยเป็น …........m
|  |  | F-ML-ADSS9-48-LDJ | Outdoor Cable, Multi Loose Tube, ADSS, LSZH, Double Jacket, SM 9/125 48 Core |  |  | 30 Years |  |  |  | ADSS, Double Jacket, SM 9/125 4 Core , ADSS, Double Jacket, SM 9/125 6 Core , ADSS, Double Jacket, SM 9/125 12 Core , ADSS, Double Jacket, SM 9/125 24 Core , ADSS, Double Jacket, SM 9/125 48 Core , ADSS, Double Jacket, SM 9/125 96 Core , ADSS, Double Jacket, SM 9/125 120 Core |  | Fiber Optic Indoor, Fiber Optic Indoor/Outdoor, Fiber Optic Duct, Multi loose Tube Outdoor Duct Armored, Multi loosetube Outdoor Double Jacket Armored , Fiber Optic ADSS , Fiber Optic ARSS | 6 | Mini ADSS, ADSS Double Jacket Cable, ADSS Double Jacket Cable, ADSS Single Jacket Cable with FRP Armored, ADSS Double Jacket Cable with FRP Cable | 8 | HDPE Jacket, LSZH Jacket, Rodent Jacket | ช่องกรอกความยาว หน่วยเป็น …........m
|  |  | F-ML-ADSS9-96-LDJ | Outdoor Cable, Multi Loose Tube, ADSS, LSZH, Double Jacket, SM 9/125 96 Core |  |  | 30 Years |  |  |  | ADSS, Double Jacket, SM 9/125 4 Core , ADSS, Double Jacket, SM 9/125 6 Core , ADSS, Double Jacket, SM 9/125 12 Core , ADSS, Double Jacket, SM 9/125 24 Core , ADSS, Double Jacket, SM 9/125 48 Core , ADSS, Double Jacket, SM 9/125 96 Core , ADSS, Double Jacket, SM 9/125 120 Core |  | Fiber Optic Indoor, Fiber Optic Indoor/Outdoor, Fiber Optic Duct, Multi loose Tube Outdoor Duct Armored, Multi loosetube Outdoor Double Jacket Armored , Fiber Optic ADSS , Fiber Optic ARSS | 6 | Mini ADSS, ADSS Double Jacket Cable, ADSS Double Jacket Cable, ADSS Single Jacket Cable with FRP Armored, ADSS Double Jacket Cable with FRP Cable | 8 | HDPE Jacket, LSZH Jacket, Rodent Jacket | ช่องกรอกความยาว หน่วยเป็น …........m
|  |  | F-ML-ADSS9-120-LDJ | Outdoor Cable, Multi Loose Tube, ADSS, LSZH, Double Jacket, SM 9/125 120 Core |  |  | 30 Years |  |  |  | ADSS, Double Jacket, SM 9/125 4 Core , ADSS, Double Jacket, SM 9/125 6 Core , ADSS, Double Jacket, SM 9/125 12 Core , ADSS, Double Jacket, SM 9/125 24 Core , ADSS, Double Jacket, SM 9/125 48 Core , ADSS, Double Jacket, SM 9/125 96 Core , ADSS, Double Jacket, SM 9/125 120 Core |  | Fiber Optic Indoor, Fiber Optic Indoor/Outdoor, Fiber Optic Duct, Multi loose Tube Outdoor Duct Armored, Multi loosetube Outdoor Double Jacket Armored , Fiber Optic ADSS , Fiber Optic ARSS | 6 | Mini ADSS, ADSS Double Jacket Cable, ADSS Double Jacket Cable, ADSS Single Jacket Cable with FRP Armored, ADSS Double Jacket Cable with FRP Cable | 8 | HDPE Jacket, LSZH Jacket, Rodent Jacket | ช่องกรอกความยาว หน่วยเป็น …........m
|  |  | Rodent Jacket | [10 empty] | 6 |  | 8
|  |  | F-ML-ADSS9-04-RDJ | Outdoor Cable, Multi Loose Tube, ADSS,Rodent, Double Jacket, SM 9/125 4 Core | 14.4 | 24 | 30 Years | F-MLR-ADSS9-04-DJ |  |  | ADSS, Double Jacket, SM 9/125 4 Core , ADSS, Double Jacket, SM 9/125 6 Core , ADSS, Double Jacket, SM 9/125 12 Core , ADSS, Double Jacket, SM 9/125 24 Core , ADSS, Double Jacket, SM 9/125 48 Core , ADSS, Double Jacket, SM 9/125 96 Core , ADSS, Double Jacket, SM 9/125 120 Core |  | Fiber Optic Indoor, Fiber Optic Indoor/Outdoor, Fiber Optic Duct, Multi loose Tube Outdoor Duct Armored, Multi loosetube Outdoor Double Jacket Armored , Fiber Optic ADSS , Fiber Optic ARSS | 6 | Mini ADSS, ADSS Double Jacket Cable, ADSS Double Jacket Cable, ADSS Single Jacket Cable with FRP Armored, ADSS Double Jacket Cable with FRP Cable | 8 | HDPE Jacket, LSZH Jacket, Rodent Jacket | ช่องกรอกความยาว หน่วยเป็น …........m
|  |  | F-ML-ADSS9-06-RDJ | Outdoor Cable, Multi Loose Tube, ADSS,Rodent, Double Jacket, SM 9/125 6 Core | 18 | 30 | 30 Years | F-MLR-ADSS9-06-DJ |  |  | ADSS, Double Jacket, SM 9/125 4 Core , ADSS, Double Jacket, SM 9/125 6 Core , ADSS, Double Jacket, SM 9/125 12 Core , ADSS, Double Jacket, SM 9/125 24 Core , ADSS, Double Jacket, SM 9/125 48 Core , ADSS, Double Jacket, SM 9/125 96 Core , ADSS, Double Jacket, SM 9/125 120 Core |  | Fiber Optic Indoor, Fiber Optic Indoor/Outdoor, Fiber Optic Duct, Multi loose Tube Outdoor Duct Armored, Multi loosetube Outdoor Double Jacket Armored , Fiber Optic ADSS , Fiber Optic ARSS | 6 | Mini ADSS, ADSS Double Jacket Cable, ADSS Double Jacket Cable, ADSS Single Jacket Cable with FRP Armored, ADSS Double Jacket Cable with FRP Cable | 8 | HDPE Jacket, LSZH Jacket, Rodent Jacket | ช่องกรอกความยาว หน่วยเป็น …........m
|  |  | F-ML-ADSS9-12-RDJ | Outdoor Cable, Multi Loose Tube, ADSS,Rodent, Double Jacket, SM 9/125 12 Core | 19.8 | 33 | 30 Years | F-MLR-ADSS9-12-DJ |  |  | ADSS, Double Jacket, SM 9/125 4 Core , ADSS, Double Jacket, SM 9/125 6 Core , ADSS, Double Jacket, SM 9/125 12 Core , ADSS, Double Jacket, SM 9/125 24 Core , ADSS, Double Jacket, SM 9/125 48 Core , ADSS, Double Jacket, SM 9/125 96 Core , ADSS, Double Jacket, SM 9/125 120 Core |  | Fiber Optic Indoor, Fiber Optic Indoor/Outdoor, Fiber Optic Duct, Multi loose Tube Outdoor Duct Armored, Multi loosetube Outdoor Double Jacket Armored , Fiber Optic ADSS , Fiber Optic ARSS | 6 | Mini ADSS, ADSS Double Jacket Cable, ADSS Double Jacket Cable, ADSS Single Jacket Cable with FRP Armored, ADSS Double Jacket Cable with FRP Cable | 8 | HDPE Jacket, LSZH Jacket, Rodent Jacket | ช่องกรอกความยาว หน่วยเป็น …........m
|  |  | F-ML-ADSS9-24-RDJ | Outdoor Cable, Multi Loose Tube, ADSS,Rodent, Double Jacket, SM 9/125 24 Core | 22.8 | 38 | 30 Years | F-MLR-ADSS9-24-DJ |  |  | ADSS, Double Jacket, SM 9/125 4 Core , ADSS, Double Jacket, SM 9/125 6 Core , ADSS, Double Jacket, SM 9/125 12 Core , ADSS, Double Jacket, SM 9/125 24 Core , ADSS, Double Jacket, SM 9/125 48 Core , ADSS, Double Jacket, SM 9/125 96 Core , ADSS, Double Jacket, SM 9/125 120 Core |  | Fiber Optic Indoor, Fiber Optic Indoor/Outdoor, Fiber Optic Duct, Multi loose Tube Outdoor Duct Armored, Multi loosetube Outdoor Double Jacket Armored , Fiber Optic ADSS , Fiber Optic ARSS | 6 | Mini ADSS, ADSS Double Jacket Cable, ADSS Double Jacket Cable, ADSS Single Jacket Cable with FRP Armored, ADSS Double Jacket Cable with FRP Cable | 8 | HDPE Jacket, LSZH Jacket, Rodent Jacket | ช่องกรอกความยาว หน่วยเป็น …........m
|  |  | F-ML-ADSS9-48-RDJ | Outdoor Cable, Multi Loose Tube, ADSS,Rodent, Double Jacket, SM 9/125 48 Core | 30 | 50 | 30 Years | F-MLR-ADSS9-48-DJ |  |  | ADSS, Double Jacket, SM 9/125 4 Core , ADSS, Double Jacket, SM 9/125 6 Core , ADSS, Double Jacket, SM 9/125 12 Core , ADSS, Double Jacket, SM 9/125 24 Core , ADSS, Double Jacket, SM 9/125 48 Core , ADSS, Double Jacket, SM 9/125 96 Core , ADSS, Double Jacket, SM 9/125 120 Core |  | Fiber Optic Indoor, Fiber Optic Indoor/Outdoor, Fiber Optic Duct, Multi loose Tube Outdoor Duct Armored, Multi loosetube Outdoor Double Jacket Armored , Fiber Optic ADSS , Fiber Optic ARSS | 6 | Mini ADSS, ADSS Double Jacket Cable, ADSS Double Jacket Cable, ADSS Single Jacket Cable with FRP Armored, ADSS Double Jacket Cable with FRP Cable | 8 | HDPE Jacket, LSZH Jacket, Rodent Jacket | ช่องกรอกความยาว หน่วยเป็น …........m
|  |  | F-ML-ADSS9-96-RDJ | Outdoor Cable, Multi Loose Tube, ADSS,Rodent, Double Jacket, SM 9/125 96 Core | 34.2 | 57 | 30 Years | F-MLR-ADSS9-96-DJ |  |  | ADSS, Double Jacket, SM 9/125 4 Core , ADSS, Double Jacket, SM 9/125 6 Core , ADSS, Double Jacket, SM 9/125 12 Core , ADSS, Double Jacket, SM 9/125 24 Core , ADSS, Double Jacket, SM 9/125 48 Core , ADSS, Double Jacket, SM 9/125 96 Core , ADSS, Double Jacket, SM 9/125 120 Core |  | Fiber Optic Indoor, Fiber Optic Indoor/Outdoor, Fiber Optic Duct, Multi loose Tube Outdoor Duct Armored, Multi loosetube Outdoor Double Jacket Armored , Fiber Optic ADSS , Fiber Optic ARSS | 6 | Mini ADSS, ADSS Double Jacket Cable, ADSS Double Jacket Cable, ADSS Single Jacket Cable with FRP Armored, ADSS Double Jacket Cable with FRP Cable | 8 | HDPE Jacket, LSZH Jacket, Rodent Jacket | ช่องกรอกความยาว หน่วยเป็น …........m
|  |  | F-ML-ADSS9-120-RDJ | Outdoor Cable, Multi Loose Tube, ADSS,Rodent, Double Jacket, SM 9/125 120 Core | 63 | 105 | 30 Years | F-MLR-ADSS9-120-DJ |  |  | ADSS, Double Jacket, SM 9/125 4 Core , ADSS, Double Jacket, SM 9/125 6 Core , ADSS, Double Jacket, SM 9/125 12 Core , ADSS, Double Jacket, SM 9/125 24 Core , ADSS, Double Jacket, SM 9/125 48 Core , ADSS, Double Jacket, SM 9/125 96 Core , ADSS, Double Jacket, SM 9/125 120 Core |  | Fiber Optic Indoor, Fiber Optic Indoor/Outdoor, Fiber Optic Duct, Multi loose Tube Outdoor Duct Armored, Multi loosetube Outdoor Double Jacket Armored , Fiber Optic ADSS , Fiber Optic ARSS | 6 | Mini ADSS, ADSS Double Jacket Cable, ADSS Double Jacket Cable, ADSS Single Jacket Cable with FRP Armored, ADSS Double Jacket Cable with FRP Cable | 8 | HDPE Jacket, LSZH Jacket, Rodent Jacket | ช่องกรอกความยาว หน่วยเป็น …........m
ADSS Single Jacket Cable with FRP Armored
|  |  | HDPE Jacket | [7 empty] | Model: |  | Series: |  | Types: |  | Jacket Types: | Length:
|  |  | F-ML-ADSS-FRP9-04-HSJ | Outdoor Cable, FRP Armored, ADSS, Single Jacket, SM 9/125 04 Core | 19.8 | 33 | 30 Years | F-ML-ADSS-FRP9-04-SJ |  |  | FRP Armored, ADSS, Single Jacket, SM 9/125 04 Core , FRP Armored, ADSS, Single Jacket, SM 9/125 06 Core , FRP Armored, ADSS, Single Jacket, SM 9/125 12 Core , FRP Armored, ADSS, Single Jacket, SM 9/125 24 Core , FRP Armored, ADSS, Single Jacket, SM 9/125 48 Core , FRP Armored, ADSS, Single Jacket, SM 9/125 96 Core |  | Fiber Optic Indoor, Fiber Optic Indoor/Outdoor, Fiber Optic Duct, Multi loose Tube Outdoor Duct Armored, Multi loosetube Outdoor Double Jacket Armored , Fiber Optic ADSS , Fiber Optic ARSS | 6 | Mini ADSS, ADSS Double Jacket Cable, ADSS Double Jacket Cable, ADSS Single Jacket Cable with FRP Armored, ADSS Double Jacket Cable with FRP Cable | 9 | HDPE Jacket, LSZH Jacket, Rodent Jacket | ช่องกรอกความยาว หน่วยเป็น …........m
|  |  | F-ML-ADSS-FRP9-06-HSJ | Outdoor Cable, FRP Armored, ADSS, Single Jacket, SM 9/125 06 Core | 21 | 35 | 30 Years | F-ML-ADSS-FRP9-06-SJ |  |  | FRP Armored, ADSS, Single Jacket, SM 9/125 04 Core , FRP Armored, ADSS, Single Jacket, SM 9/125 06 Core , FRP Armored, ADSS, Single Jacket, SM 9/125 12 Core , FRP Armored, ADSS, Single Jacket, SM 9/125 24 Core , FRP Armored, ADSS, Single Jacket, SM 9/125 48 Core , FRP Armored, ADSS, Single Jacket, SM 9/125 96 Core |  | Fiber Optic Indoor, Fiber Optic Indoor/Outdoor, Fiber Optic Duct, Multi loose Tube Outdoor Duct Armored, Multi loosetube Outdoor Double Jacket Armored , Fiber Optic ADSS , Fiber Optic ARSS | 6 | Mini ADSS, ADSS Double Jacket Cable, ADSS Double Jacket Cable, ADSS Single Jacket Cable with FRP Armored, ADSS Double Jacket Cable with FRP Cable | 9 | HDPE Jacket, LSZH Jacket, Rodent Jacket | ช่องกรอกความยาว หน่วยเป็น …........m
|  |  | F-ML-ADSS-FRP9-12-HSJ | Outdoor Cable, FRP Armored, ADSS, Single Jacket, SM 9/125 12 Core | 22.8 | 38 | 30 Years | F-ML-ADSS-FRP9-12-SJ |  |  | FRP Armored, ADSS, Single Jacket, SM 9/125 04 Core , FRP Armored, ADSS, Single Jacket, SM 9/125 06 Core , FRP Armored, ADSS, Single Jacket, SM 9/125 12 Core , FRP Armored, ADSS, Single Jacket, SM 9/125 24 Core , FRP Armored, ADSS, Single Jacket, SM 9/125 48 Core , FRP Armored, ADSS, Single Jacket, SM 9/125 96 Core |  | Fiber Optic Indoor, Fiber Optic Indoor/Outdoor, Fiber Optic Duct, Multi loose Tube Outdoor Duct Armored, Multi loosetube Outdoor Double Jacket Armored , Fiber Optic ADSS , Fiber Optic ARSS | 6 | Mini ADSS, ADSS Double Jacket Cable, ADSS Double Jacket Cable, ADSS Single Jacket Cable with FRP Armored, ADSS Double Jacket Cable with FRP Cable | 9 | HDPE Jacket, LSZH Jacket, Rodent Jacket | ช่องกรอกความยาว หน่วยเป็น …........m
|  |  | F-ML-ADSS-FRP9-24-HSJ | Outdoor Cable, FRP Armored, ADSS, Single Jacket, SM 9/125 24 Core | 27 | 45 | 30 Years | F-ML-ADSS-FRP9-24-SJ |  |  | FRP Armored, ADSS, Single Jacket, SM 9/125 04 Core , FRP Armored, ADSS, Single Jacket, SM 9/125 06 Core , FRP Armored, ADSS, Single Jacket, SM 9/125 12 Core , FRP Armored, ADSS, Single Jacket, SM 9/125 24 Core , FRP Armored, ADSS, Single Jacket, SM 9/125 48 Core , FRP Armored, ADSS, Single Jacket, SM 9/125 96 Core |  | Fiber Optic Indoor, Fiber Optic Indoor/Outdoor, Fiber Optic Duct, Multi loose Tube Outdoor Duct Armored, Multi loosetube Outdoor Double Jacket Armored , Fiber Optic ADSS , Fiber Optic ARSS | 6 | Mini ADSS, ADSS Double Jacket Cable, ADSS Double Jacket Cable, ADSS Single Jacket Cable with FRP Armored, ADSS Double Jacket Cable with FRP Cable | 9 | HDPE Jacket, LSZH Jacket, Rodent Jacket | ช่องกรอกความยาว หน่วยเป็น …........m
|  |  | F-ML-ADSS-FRP9-48-HSJ | Outdoor Cable, FRP Armored, ADSS, Single Jacket, SM 9/125 48 Core | 36 | 60 | 30 Years | F-ML-ADSS-FRP9-48-SJ |  |  | FRP Armored, ADSS, Single Jacket, SM 9/125 04 Core , FRP Armored, ADSS, Single Jacket, SM 9/125 06 Core , FRP Armored, ADSS, Single Jacket, SM 9/125 12 Core , FRP Armored, ADSS, Single Jacket, SM 9/125 24 Core , FRP Armored, ADSS, Single Jacket, SM 9/125 48 Core , FRP Armored, ADSS, Single Jacket, SM 9/125 96 Core |  | Fiber Optic Indoor, Fiber Optic Indoor/Outdoor, Fiber Optic Duct, Multi loose Tube Outdoor Duct Armored, Multi loosetube Outdoor Double Jacket Armored , Fiber Optic ADSS , Fiber Optic ARSS | 6 | Mini ADSS, ADSS Double Jacket Cable, ADSS Double Jacket Cable, ADSS Single Jacket Cable with FRP Armored, ADSS Double Jacket Cable with FRP Cable | 9 | HDPE Jacket, LSZH Jacket, Rodent Jacket | ช่องกรอกความยาว หน่วยเป็น …........m
|  |  | F-ML-ADSS-FRP9-96-HSJ | Outdoor Cable, FRP Armored, ADSS, Single Jacket, SM 9/125 96 Core | 57 | 95 | 30 Years | F-ML-ADSS-FRP9-96-SJ |  |  | FRP Armored, ADSS, Single Jacket, SM 9/125 04 Core , FRP Armored, ADSS, Single Jacket, SM 9/125 06 Core , FRP Armored, ADSS, Single Jacket, SM 9/125 12 Core , FRP Armored, ADSS, Single Jacket, SM 9/125 24 Core , FRP Armored, ADSS, Single Jacket, SM 9/125 48 Core , FRP Armored, ADSS, Single Jacket, SM 9/125 96 Core |  | Fiber Optic Indoor, Fiber Optic Indoor/Outdoor, Fiber Optic Duct, Multi loose Tube Outdoor Duct Armored, Multi loosetube Outdoor Double Jacket Armored , Fiber Optic ADSS , Fiber Optic ARSS | 6 | Mini ADSS, ADSS Double Jacket Cable, ADSS Double Jacket Cable, ADSS Single Jacket Cable with FRP Armored, ADSS Double Jacket Cable with FRP Cable | 9 | HDPE Jacket, LSZH Jacket, Rodent Jacket | ช่องกรอกความยาว หน่วยเป็น …........m
|  |  | LSZH Jacket |  |  |  |  | F-ML-ADSS-FRP9-120-SJ | [5 empty] | 6 |  | 9
|  |  | F-ML-ADSS-FRP9-04-LSJ | Outdoor Cable, FRP Armored, ADSS, LSZH, Single Jacket, SM 9/125 04 Core |  |  | 30 Years |  |  |  | FRP Armored, ADSS, Single Jacket, SM 9/125 04 Core , FRP Armored, ADSS, Single Jacket, SM 9/125 06 Core , FRP Armored, ADSS, Single Jacket, SM 9/125 12 Core , FRP Armored, ADSS, Single Jacket, SM 9/125 24 Core , FRP Armored, ADSS, Single Jacket, SM 9/125 48 Core , FRP Armored, ADSS, Single Jacket, SM 9/125 96 Core |  | Fiber Optic Indoor, Fiber Optic Indoor/Outdoor, Fiber Optic Duct, Multi loose Tube Outdoor Duct Armored, Multi loosetube Outdoor Double Jacket Armored , Fiber Optic ADSS , Fiber Optic ARSS | 6 | Mini ADSS, ADSS Double Jacket Cable, ADSS Double Jacket Cable, ADSS Single Jacket Cable with FRP Armored, ADSS Double Jacket Cable with FRP Cable | 9 | HDPE Jacket, LSZH Jacket, Rodent Jacket | ช่องกรอกความยาว หน่วยเป็น …........m
|  |  | F-ML-ADSS-FRP9-06-LSJ | Outdoor Cable, FRP Armored, ADSS, LSZH, Single Jacket, SM 9/125 06 Core |  |  | 30 Years |  |  |  | FRP Armored, ADSS, Single Jacket, SM 9/125 04 Core , FRP Armored, ADSS, Single Jacket, SM 9/125 06 Core , FRP Armored, ADSS, Single Jacket, SM 9/125 12 Core , FRP Armored, ADSS, Single Jacket, SM 9/125 24 Core , FRP Armored, ADSS, Single Jacket, SM 9/125 48 Core , FRP Armored, ADSS, Single Jacket, SM 9/125 96 Core |  | Fiber Optic Indoor, Fiber Optic Indoor/Outdoor, Fiber Optic Duct, Multi loose Tube Outdoor Duct Armored, Multi loosetube Outdoor Double Jacket Armored , Fiber Optic ADSS , Fiber Optic ARSS | 6 | Mini ADSS, ADSS Double Jacket Cable, ADSS Double Jacket Cable, ADSS Single Jacket Cable with FRP Armored, ADSS Double Jacket Cable with FRP Cable | 9 | HDPE Jacket, LSZH Jacket, Rodent Jacket | ช่องกรอกความยาว หน่วยเป็น …........m
|  |  | F-ML-ADSS-FRP9-12-LSJ | Outdoor Cable, FRP Armored, ADSS, LSZH, Single Jacket, SM 9/125 12 Core |  |  | 30 Years |  |  |  | FRP Armored, ADSS, Single Jacket, SM 9/125 04 Core , FRP Armored, ADSS, Single Jacket, SM 9/125 06 Core , FRP Armored, ADSS, Single Jacket, SM 9/125 12 Core , FRP Armored, ADSS, Single Jacket, SM 9/125 24 Core , FRP Armored, ADSS, Single Jacket, SM 9/125 48 Core , FRP Armored, ADSS, Single Jacket, SM 9/125 96 Core |  | Fiber Optic Indoor, Fiber Optic Indoor/Outdoor, Fiber Optic Duct, Multi loose Tube Outdoor Duct Armored, Multi loosetube Outdoor Double Jacket Armored , Fiber Optic ADSS , Fiber Optic ARSS | 6 | Mini ADSS, ADSS Double Jacket Cable, ADSS Double Jacket Cable, ADSS Single Jacket Cable with FRP Armored, ADSS Double Jacket Cable with FRP Cable | 9 | HDPE Jacket, LSZH Jacket, Rodent Jacket | ช่องกรอกความยาว หน่วยเป็น …........m
|  |  | F-ML-ADSS-FRP9-24-LSJ | Outdoor Cable, FRP Armored, ADSS, LSZH, Single Jacket, SM 9/125 24 Core |  |  | 30 Years |  |  |  | FRP Armored, ADSS, Single Jacket, SM 9/125 04 Core , FRP Armored, ADSS, Single Jacket, SM 9/125 06 Core , FRP Armored, ADSS, Single Jacket, SM 9/125 12 Core , FRP Armored, ADSS, Single Jacket, SM 9/125 24 Core , FRP Armored, ADSS, Single Jacket, SM 9/125 48 Core , FRP Armored, ADSS, Single Jacket, SM 9/125 96 Core |  | Fiber Optic Indoor, Fiber Optic Indoor/Outdoor, Fiber Optic Duct, Multi loose Tube Outdoor Duct Armored, Multi loosetube Outdoor Double Jacket Armored , Fiber Optic ADSS , Fiber Optic ARSS | 6 | Mini ADSS, ADSS Double Jacket Cable, ADSS Double Jacket Cable, ADSS Single Jacket Cable with FRP Armored, ADSS Double Jacket Cable with FRP Cable | 9 | HDPE Jacket, LSZH Jacket, Rodent Jacket | ช่องกรอกความยาว หน่วยเป็น …........m
|  |  | F-ML-ADSS-FRP9-48-LSJ | Outdoor Cable, FRP Armored, ADSS, LSZH, Single Jacket, SM 9/125 48 Core |  |  | 30 Years |  |  |  | FRP Armored, ADSS, Single Jacket, SM 9/125 04 Core , FRP Armored, ADSS, Single Jacket, SM 9/125 06 Core , FRP Armored, ADSS, Single Jacket, SM 9/125 12 Core , FRP Armored, ADSS, Single Jacket, SM 9/125 24 Core , FRP Armored, ADSS, Single Jacket, SM 9/125 48 Core , FRP Armored, ADSS, Single Jacket, SM 9/125 96 Core |  | Fiber Optic Indoor, Fiber Optic Indoor/Outdoor, Fiber Optic Duct, Multi loose Tube Outdoor Duct Armored, Multi loosetube Outdoor Double Jacket Armored , Fiber Optic ADSS , Fiber Optic ARSS | 6 | Mini ADSS, ADSS Double Jacket Cable, ADSS Double Jacket Cable, ADSS Single Jacket Cable with FRP Armored, ADSS Double Jacket Cable with FRP Cable | 9 | HDPE Jacket, LSZH Jacket, Rodent Jacket | ช่องกรอกความยาว หน่วยเป็น …........m
|  |  | F-ML-ADSS-FRP9-96-LSJ | Outdoor Cable, FRP Armored, ADSS, LSZH, Single Jacket, SM 9/125 96 Core |  |  | 30 Years |  |  |  | FRP Armored, ADSS, Single Jacket, SM 9/125 04 Core , FRP Armored, ADSS, Single Jacket, SM 9/125 06 Core , FRP Armored, ADSS, Single Jacket, SM 9/125 12 Core , FRP Armored, ADSS, Single Jacket, SM 9/125 24 Core , FRP Armored, ADSS, Single Jacket, SM 9/125 48 Core , FRP Armored, ADSS, Single Jacket, SM 9/125 96 Core |  | Fiber Optic Indoor, Fiber Optic Indoor/Outdoor, Fiber Optic Duct, Multi loose Tube Outdoor Duct Armored, Multi loosetube Outdoor Double Jacket Armored , Fiber Optic ADSS , Fiber Optic ARSS | 6 | Mini ADSS, ADSS Double Jacket Cable, ADSS Double Jacket Cable, ADSS Single Jacket Cable with FRP Armored, ADSS Double Jacket Cable with FRP Cable | 9 | HDPE Jacket, LSZH Jacket, Rodent Jacket | ช่องกรอกความยาว หน่วยเป็น …........m
|  |  | Rodent Jacket | [10 empty] | 6 |  | 9
|  |  | F-ML-ADSS-FRP9-04-RSJ | Outdoor Cable, FRP Armored, ADSS,Rodent, Single Jacket, SM 9/125 04 Core | 22.8 | 38 | 30 Years | F-MLR-ADSS-FRP9-04-SJ |  |  | FRP Armored, ADSS, Single Jacket, SM 9/125 04 Core , FRP Armored, ADSS, Single Jacket, SM 9/125 06 Core , FRP Armored, ADSS, Single Jacket, SM 9/125 12 Core , FRP Armored, ADSS, Single Jacket, SM 9/125 24 Core , FRP Armored, ADSS, Single Jacket, SM 9/125 48 Core , FRP Armored, ADSS, Single Jacket, SM 9/125 96 Core |  | Fiber Optic Indoor, Fiber Optic Indoor/Outdoor, Fiber Optic Duct, Multi loose Tube Outdoor Duct Armored, Multi loosetube Outdoor Double Jacket Armored , Fiber Optic ADSS , Fiber Optic ARSS | 6 | Mini ADSS, ADSS Double Jacket Cable, ADSS Double Jacket Cable, ADSS Single Jacket Cable with FRP Armored, ADSS Double Jacket Cable with FRP Cable | 9 | HDPE Jacket, LSZH Jacket, Rodent Jacket | ช่องกรอกความยาว หน่วยเป็น …........m
|  |  | F-ML-ADSS-FRP9-06-RSJ | Outdoor Cable, FRP Armored, ADSS,Rodent, Single Jacket, SM 9/125 06 Core | 24 | 40 | 30 Years | F-MLR-ADSS-FRP9-06-SJ |  |  | FRP Armored, ADSS, Single Jacket, SM 9/125 04 Core , FRP Armored, ADSS, Single Jacket, SM 9/125 06 Core , FRP Armored, ADSS, Single Jacket, SM 9/125 12 Core , FRP Armored, ADSS, Single Jacket, SM 9/125 24 Core , FRP Armored, ADSS, Single Jacket, SM 9/125 48 Core , FRP Armored, ADSS, Single Jacket, SM 9/125 96 Core |  | Fiber Optic Indoor, Fiber Optic Indoor/Outdoor, Fiber Optic Duct, Multi loose Tube Outdoor Duct Armored, Multi loosetube Outdoor Double Jacket Armored , Fiber Optic ADSS , Fiber Optic ARSS | 6 | Mini ADSS, ADSS Double Jacket Cable, ADSS Double Jacket Cable, ADSS Single Jacket Cable with FRP Armored, ADSS Double Jacket Cable with FRP Cable | 9 | HDPE Jacket, LSZH Jacket, Rodent Jacket | ช่องกรอกความยาว หน่วยเป็น …........m
|  |  | F-ML-ADSS-FRP9-12-RSJ | Outdoor Cable, FRP Armored, ADSS,Rodent, Single Jacket, SM 9/125 12 Core | 24 | 40 | 30 Years | F-MRL-ADSS-FRP9-12-SJ |  |  | FRP Armored, ADSS, Single Jacket, SM 9/125 04 Core , FRP Armored, ADSS, Single Jacket, SM 9/125 06 Core , FRP Armored, ADSS, Single Jacket, SM 9/125 12 Core , FRP Armored, ADSS, Single Jacket, SM 9/125 24 Core , FRP Armored, ADSS, Single Jacket, SM 9/125 48 Core , FRP Armored, ADSS, Single Jacket, SM 9/125 96 Core |  | Fiber Optic Indoor, Fiber Optic Indoor/Outdoor, Fiber Optic Duct, Multi loose Tube Outdoor Duct Armored, Multi loosetube Outdoor Double Jacket Armored , Fiber Optic ADSS , Fiber Optic ARSS | 6 | Mini ADSS, ADSS Double Jacket Cable, ADSS Double Jacket Cable, ADSS Single Jacket Cable with FRP Armored, ADSS Double Jacket Cable with FRP Cable | 9 | HDPE Jacket, LSZH Jacket, Rodent Jacket | ช่องกรอกความยาว หน่วยเป็น …........m
|  |  | F-ML-ADSS-FRP9-24-RSJ | Outdoor Cable, FRP Armored, ADSS,Rodent, Single Jacket, SM 9/125 24 Core | 30 | 50 | 30 Years | F-MLR-ADSS-FRP9-24-SJ |  |  | FRP Armored, ADSS, Single Jacket, SM 9/125 04 Core , FRP Armored, ADSS, Single Jacket, SM 9/125 06 Core , FRP Armored, ADSS, Single Jacket, SM 9/125 12 Core , FRP Armored, ADSS, Single Jacket, SM 9/125 24 Core , FRP Armored, ADSS, Single Jacket, SM 9/125 48 Core , FRP Armored, ADSS, Single Jacket, SM 9/125 96 Core |  | Fiber Optic Indoor, Fiber Optic Indoor/Outdoor, Fiber Optic Duct, Multi loose Tube Outdoor Duct Armored, Multi loosetube Outdoor Double Jacket Armored , Fiber Optic ADSS , Fiber Optic ARSS | 6 | Mini ADSS, ADSS Double Jacket Cable, ADSS Double Jacket Cable, ADSS Single Jacket Cable with FRP Armored, ADSS Double Jacket Cable with FRP Cable | 9 | HDPE Jacket, LSZH Jacket, Rodent Jacket | ช่องกรอกความยาว หน่วยเป็น …........m
|  |  | F-ML-ADSS-FRP9-48-RSJ | Outdoor Cable, FRP Armored, ADSS,Rodent, Single Jacket, SM 9/125 48 Core | 38.4 | 64 | 30 Years | F-MLR-ADSS-FRP9-48-SJ |  |  | FRP Armored, ADSS, Single Jacket, SM 9/125 04 Core , FRP Armored, ADSS, Single Jacket, SM 9/125 06 Core , FRP Armored, ADSS, Single Jacket, SM 9/125 12 Core , FRP Armored, ADSS, Single Jacket, SM 9/125 24 Core , FRP Armored, ADSS, Single Jacket, SM 9/125 48 Core , FRP Armored, ADSS, Single Jacket, SM 9/125 96 Core |  | Fiber Optic Indoor, Fiber Optic Indoor/Outdoor, Fiber Optic Duct, Multi loose Tube Outdoor Duct Armored, Multi loosetube Outdoor Double Jacket Armored , Fiber Optic ADSS , Fiber Optic ARSS | 6 | Mini ADSS, ADSS Double Jacket Cable, ADSS Double Jacket Cable, ADSS Single Jacket Cable with FRP Armored, ADSS Double Jacket Cable with FRP Cable | 9 | HDPE Jacket, LSZH Jacket, Rodent Jacket | ช่องกรอกความยาว หน่วยเป็น …........m
|  |  | F-ML-ADSS-FRP9-96-RSJ | Outdoor Cable, FRP Armored, ADSS,Rodent, Single Jacket, SM 9/125 96 Core | 60 | 100 | 30 Years | F-MLR-ADSS-FRP9-96-SJ |  |  | FRP Armored, ADSS, Single Jacket, SM 9/125 04 Core , FRP Armored, ADSS, Single Jacket, SM 9/125 06 Core , FRP Armored, ADSS, Single Jacket, SM 9/125 12 Core , FRP Armored, ADSS, Single Jacket, SM 9/125 24 Core , FRP Armored, ADSS, Single Jacket, SM 9/125 48 Core , FRP Armored, ADSS, Single Jacket, SM 9/125 96 Core |  | Fiber Optic Indoor, Fiber Optic Indoor/Outdoor, Fiber Optic Duct, Multi loose Tube Outdoor Duct Armored, Multi loosetube Outdoor Double Jacket Armored , Fiber Optic ADSS , Fiber Optic ARSS | 6 | Mini ADSS, ADSS Double Jacket Cable, ADSS Double Jacket Cable, ADSS Single Jacket Cable with FRP Armored, ADSS Double Jacket Cable with FRP Cable | 9 | HDPE Jacket, LSZH Jacket, Rodent Jacket | ช่องกรอกความยาว หน่วยเป็น …........m
F-MLR-ADSS-FRP9-120-SJ
ADSS Double Jacket Cable with FRP Cable
|  |  | HDPE Jacket | [7 empty] | Model: |  | Series: |  | Types: |  | Jacket Types: | Length:
|  |  | F-ML-ADSS-FRP9-06-HDJ | Outdoor Cable, FRP Armored, ADSS, Double Jacket, SM 9/125 06 Core | 22.8 | 38 | 30 Years | F-ML-ADSS-FRP9-06-DJ |  |  | FRP Armored, ADSS, Double Jacket, SM 9/125 06 Core , FRP Armored, ADSS, Double Jacket, SM 9/125 12 Core , FRP Armored, ADSS, Double Jacket, SM 9/125 24 Core , FRP Armored, ADSS, Double Jacket, SM 9/125 48 Core , FRP Armored, ADSS, Double Jacket, SM 9/125 96 Core |  | Fiber Optic Indoor, Fiber Optic Indoor/Outdoor, Fiber Optic Duct, Multi loose Tube Outdoor Duct Armored, Multi loosetube Outdoor Double Jacket Armored , Fiber Optic ADSS , Fiber Optic ARSS | 6 | Mini ADSS, ADSS Double Jacket Cable, ADSS Double Jacket Cable, ADSS Single Jacket Cable with FRP Armored, ADSS Double Jacket Cable with FRP Cable | 10 | HDPE Jacket, LSZH Jacket, Rodent Jacket | ช่องกรอกความยาว หน่วยเป็น …........m
|  |  | F-ML-ADSS-FRP9-12-HDJ | Outdoor Cable, FRP Armored, ADSS, Double Jacket, SM 9/125 12 Core | 24 | 40 | 30 Years | F-ML-ADSS-FRP9-12-DJ |  |  | FRP Armored, ADSS, Double Jacket, SM 9/125 06 Core , FRP Armored, ADSS, Double Jacket, SM 9/125 12 Core , FRP Armored, ADSS, Double Jacket, SM 9/125 24 Core , FRP Armored, ADSS, Double Jacket, SM 9/125 48 Core , FRP Armored, ADSS, Double Jacket, SM 9/125 96 Core |  | Fiber Optic Indoor, Fiber Optic Indoor/Outdoor, Fiber Optic Duct, Multi loose Tube Outdoor Duct Armored, Multi loosetube Outdoor Double Jacket Armored , Fiber Optic ADSS , Fiber Optic ARSS | 6 | Mini ADSS, ADSS Double Jacket Cable, ADSS Double Jacket Cable, ADSS Single Jacket Cable with FRP Armored, ADSS Double Jacket Cable with FRP Cable | 10 | HDPE Jacket, LSZH Jacket, Rodent Jacket | ช่องกรอกความยาว หน่วยเป็น …........m
|  |  | F-ML-ADSS-FRP9-24-HDJ | Outdoor Cable, FRP Armored, ADSS, Double Jacket, SM 9/125 24 Core | 25.2 | 42 | 30 Years | F-ML-ADSS-FRP9-24-DJ |  |  | FRP Armored, ADSS, Double Jacket, SM 9/125 06 Core , FRP Armored, ADSS, Double Jacket, SM 9/125 12 Core , FRP Armored, ADSS, Double Jacket, SM 9/125 24 Core , FRP Armored, ADSS, Double Jacket, SM 9/125 48 Core , FRP Armored, ADSS, Double Jacket, SM 9/125 96 Core |  | Fiber Optic Indoor, Fiber Optic Indoor/Outdoor, Fiber Optic Duct, Multi loose Tube Outdoor Duct Armored, Multi loosetube Outdoor Double Jacket Armored , Fiber Optic ADSS , Fiber Optic ARSS | 6 | Mini ADSS, ADSS Double Jacket Cable, ADSS Double Jacket Cable, ADSS Single Jacket Cable with FRP Armored, ADSS Double Jacket Cable with FRP Cable | 10 | HDPE Jacket, LSZH Jacket, Rodent Jacket | ช่องกรอกความยาว หน่วยเป็น …........m
|  |  | F-ML-ADSS-FRP9-48-HDJ | Outdoor Cable, FRP Armored, ADSS, Double Jacket, SM 9/125 48 Core | 38.4 | 64 | 30 Years | F-ML-ADSS-FRP9-48-DJ |  |  | FRP Armored, ADSS, Double Jacket, SM 9/125 06 Core , FRP Armored, ADSS, Double Jacket, SM 9/125 12 Core , FRP Armored, ADSS, Double Jacket, SM 9/125 24 Core , FRP Armored, ADSS, Double Jacket, SM 9/125 48 Core , FRP Armored, ADSS, Double Jacket, SM 9/125 96 Core |  | Fiber Optic Indoor, Fiber Optic Indoor/Outdoor, Fiber Optic Duct, Multi loose Tube Outdoor Duct Armored, Multi loosetube Outdoor Double Jacket Armored , Fiber Optic ADSS , Fiber Optic ARSS | 6 | Mini ADSS, ADSS Double Jacket Cable, ADSS Double Jacket Cable, ADSS Single Jacket Cable with FRP Armored, ADSS Double Jacket Cable with FRP Cable | 10 | HDPE Jacket, LSZH Jacket, Rodent Jacket | ช่องกรอกความยาว หน่วยเป็น …........m
|  |  | F-ML-ADSS-FRP9-96-HDJ | Outdoor Cable, FRP Armored, ADSS, Double Jacket, SM 9/125 96 Core | 60 | 100 | 30 Years | F-ML-ADSS-FRP9-96-DJ |  |  | FRP Armored, ADSS, Double Jacket, SM 9/125 06 Core , FRP Armored, ADSS, Double Jacket, SM 9/125 12 Core , FRP Armored, ADSS, Double Jacket, SM 9/125 24 Core , FRP Armored, ADSS, Double Jacket, SM 9/125 48 Core , FRP Armored, ADSS, Double Jacket, SM 9/125 96 Core |  | Fiber Optic Indoor, Fiber Optic Indoor/Outdoor, Fiber Optic Duct, Multi loose Tube Outdoor Duct Armored, Multi loosetube Outdoor Double Jacket Armored , Fiber Optic ADSS , Fiber Optic ARSS | 6 | Mini ADSS, ADSS Double Jacket Cable, ADSS Double Jacket Cable, ADSS Single Jacket Cable with FRP Armored, ADSS Double Jacket Cable with FRP Cable | 10 | HDPE Jacket, LSZH Jacket, Rodent Jacket | ช่องกรอกความยาว หน่วยเป็น …........m
|  |  | LSZH Jacket | [10 empty] | 6 |  | 10
|  |  | F-ML-ADSS-FRP9-06-LDJ | Outdoor Cable, FRP Armored, ADSS, LSZH, Double Jacket, SM 9/125 04 Core |  |  | 30 Years |  |  |  | FRP Armored, ADSS, Double Jacket, SM 9/125 06 Core , FRP Armored, ADSS, Double Jacket, SM 9/125 12 Core , FRP Armored, ADSS, Double Jacket, SM 9/125 24 Core , FRP Armored, ADSS, Double Jacket, SM 9/125 48 Core , FRP Armored, ADSS, Double Jacket, SM 9/125 96 Core |  | Fiber Optic Indoor, Fiber Optic Indoor/Outdoor, Fiber Optic Duct, Multi loose Tube Outdoor Duct Armored, Multi loosetube Outdoor Double Jacket Armored , Fiber Optic ADSS , Fiber Optic ARSS | 6 | Mini ADSS, ADSS Double Jacket Cable, ADSS Double Jacket Cable, ADSS Single Jacket Cable with FRP Armored, ADSS Double Jacket Cable with FRP Cable | 10 | HDPE Jacket, LSZH Jacket, Rodent Jacket | ช่องกรอกความยาว หน่วยเป็น …........m
|  |  | F-ML-ADSS-FRP9-12-LDJ | Outdoor Cable, FRP Armored, ADSS, LSZH, Double Jacket, SM 9/125 12 Core |  |  | 30 Years |  |  |  | FRP Armored, ADSS, Double Jacket, SM 9/125 06 Core , FRP Armored, ADSS, Double Jacket, SM 9/125 12 Core , FRP Armored, ADSS, Double Jacket, SM 9/125 24 Core , FRP Armored, ADSS, Double Jacket, SM 9/125 48 Core , FRP Armored, ADSS, Double Jacket, SM 9/125 96 Core |  | Fiber Optic Indoor, Fiber Optic Indoor/Outdoor, Fiber Optic Duct, Multi loose Tube Outdoor Duct Armored, Multi loosetube Outdoor Double Jacket Armored , Fiber Optic ADSS , Fiber Optic ARSS | 6 | Mini ADSS, ADSS Double Jacket Cable, ADSS Double Jacket Cable, ADSS Single Jacket Cable with FRP Armored, ADSS Double Jacket Cable with FRP Cable | 10 | HDPE Jacket, LSZH Jacket, Rodent Jacket | ช่องกรอกความยาว หน่วยเป็น …........m
|  |  | F-ML-ADSS-FRP9-24-LDJ | Outdoor Cable, FRP Armored, ADSS, LSZH, Double Jacket, SM 9/125 24 Core |  |  | 30 Years |  |  |  | FRP Armored, ADSS, Double Jacket, SM 9/125 06 Core , FRP Armored, ADSS, Double Jacket, SM 9/125 12 Core , FRP Armored, ADSS, Double Jacket, SM 9/125 24 Core , FRP Armored, ADSS, Double Jacket, SM 9/125 48 Core , FRP Armored, ADSS, Double Jacket, SM 9/125 96 Core |  | Fiber Optic Indoor, Fiber Optic Indoor/Outdoor, Fiber Optic Duct, Multi loose Tube Outdoor Duct Armored, Multi loosetube Outdoor Double Jacket Armored , Fiber Optic ADSS , Fiber Optic ARSS | 6 | Mini ADSS, ADSS Double Jacket Cable, ADSS Double Jacket Cable, ADSS Single Jacket Cable with FRP Armored, ADSS Double Jacket Cable with FRP Cable | 10 | HDPE Jacket, LSZH Jacket, Rodent Jacket | ช่องกรอกความยาว หน่วยเป็น …........m
|  |  | F-ML-ADSS-FRP9-48-LDJ | Outdoor Cable, FRP Armored, ADSS, LSZH, Double Jacket, SM 9/125 48 Core |  |  | 30 Years |  |  |  | FRP Armored, ADSS, Double Jacket, SM 9/125 06 Core , FRP Armored, ADSS, Double Jacket, SM 9/125 12 Core , FRP Armored, ADSS, Double Jacket, SM 9/125 24 Core , FRP Armored, ADSS, Double Jacket, SM 9/125 48 Core , FRP Armored, ADSS, Double Jacket, SM 9/125 96 Core |  | Fiber Optic Indoor, Fiber Optic Indoor/Outdoor, Fiber Optic Duct, Multi loose Tube Outdoor Duct Armored, Multi loosetube Outdoor Double Jacket Armored , Fiber Optic ADSS , Fiber Optic ARSS | 6 | Mini ADSS, ADSS Double Jacket Cable, ADSS Double Jacket Cable, ADSS Single Jacket Cable with FRP Armored, ADSS Double Jacket Cable with FRP Cable | 10 | HDPE Jacket, LSZH Jacket, Rodent Jacket | ช่องกรอกความยาว หน่วยเป็น …........m
|  |  | F-ML-ADSS-FRP9-96-LDJ | Outdoor Cable, FRP Armored, ADSS, LSZH, Double Jacket, SM 9/125 96 Core |  |  | 30 Years |  |  |  | FRP Armored, ADSS, Double Jacket, SM 9/125 06 Core , FRP Armored, ADSS, Double Jacket, SM 9/125 12 Core , FRP Armored, ADSS, Double Jacket, SM 9/125 24 Core , FRP Armored, ADSS, Double Jacket, SM 9/125 48 Core , FRP Armored, ADSS, Double Jacket, SM 9/125 96 Core |  | Fiber Optic Indoor, Fiber Optic Indoor/Outdoor, Fiber Optic Duct, Multi loose Tube Outdoor Duct Armored, Multi loosetube Outdoor Double Jacket Armored , Fiber Optic ADSS , Fiber Optic ARSS | 6 | Mini ADSS, ADSS Double Jacket Cable, ADSS Double Jacket Cable, ADSS Single Jacket Cable with FRP Armored, ADSS Double Jacket Cable with FRP Cable | 10 | HDPE Jacket, LSZH Jacket, Rodent Jacket | ช่องกรอกความยาว หน่วยเป็น …........m
|  |  | Rodent Jacket | [10 empty] | 6 |  | 10
|  |  | F-ML-ADSS-FRP9-06-RDJ | Outdoor Cable, FRP Armored, ADSS,Rodent, Double Jacket, SM 9/125 06 Core | 24 | 40 | 30 Years | F-MLR-ADSS-FRP9-06-DJ |  |  | FRP Armored, ADSS, Double Jacket, SM 9/125 06 Core , FRP Armored, ADSS, Double Jacket, SM 9/125 12 Core , FRP Armored, ADSS, Double Jacket, SM 9/125 24 Core , FRP Armored, ADSS, Double Jacket, SM 9/125 48 Core , FRP Armored, ADSS, Double Jacket, SM 9/125 96 Core |  | Fiber Optic Indoor, Fiber Optic Indoor/Outdoor, Fiber Optic Duct, Multi loose Tube Outdoor Duct Armored, Multi loosetube Outdoor Double Jacket Armored , Fiber Optic ADSS , Fiber Optic ARSS | 6 | Mini ADSS, ADSS Double Jacket Cable, ADSS Double Jacket Cable, ADSS Single Jacket Cable with FRP Armored, ADSS Double Jacket Cable with FRP Cable | 10 | HDPE Jacket, LSZH Jacket, Rodent Jacket | ช่องกรอกความยาว หน่วยเป็น …........m
|  |  | F-ML-ADSS-FRP9-12-RDJ | Outdoor Cable, FRP Armored, ADSS,Rodent, Double Jacket, SM 9/125 12 Core | 26.4 | 44 | 30 Years | F-MRL-ADSS-FRP9-12-DJ |  |  | FRP Armored, ADSS, Double Jacket, SM 9/125 06 Core , FRP Armored, ADSS, Double Jacket, SM 9/125 12 Core , FRP Armored, ADSS, Double Jacket, SM 9/125 24 Core , FRP Armored, ADSS, Double Jacket, SM 9/125 48 Core , FRP Armored, ADSS, Double Jacket, SM 9/125 96 Core |  | Fiber Optic Indoor, Fiber Optic Indoor/Outdoor, Fiber Optic Duct, Multi loose Tube Outdoor Duct Armored, Multi loosetube Outdoor Double Jacket Armored , Fiber Optic ADSS , Fiber Optic ARSS | 6 | Mini ADSS, ADSS Double Jacket Cable, ADSS Double Jacket Cable, ADSS Single Jacket Cable with FRP Armored, ADSS Double Jacket Cable with FRP Cable | 10 | HDPE Jacket, LSZH Jacket, Rodent Jacket | ช่องกรอกความยาว หน่วยเป็น …........m
|  |  | F-ML-ADSS-FRP9-24-RDJ | Outdoor Cable, FRP Armored, ADSS,Rodent, Double Jacket, SM 9/125 24 Core | 28.2 | 47 | 30 Years | F-MLR-ADSS-FRP9-24-DJ |  |  | FRP Armored, ADSS, Double Jacket, SM 9/125 06 Core , FRP Armored, ADSS, Double Jacket, SM 9/125 12 Core , FRP Armored, ADSS, Double Jacket, SM 9/125 24 Core , FRP Armored, ADSS, Double Jacket, SM 9/125 48 Core , FRP Armored, ADSS, Double Jacket, SM 9/125 96 Core |  | Fiber Optic Indoor, Fiber Optic Indoor/Outdoor, Fiber Optic Duct, Multi loose Tube Outdoor Duct Armored, Multi loosetube Outdoor Double Jacket Armored , Fiber Optic ADSS , Fiber Optic ARSS | 6 | Mini ADSS, ADSS Double Jacket Cable, ADSS Double Jacket Cable, ADSS Single Jacket Cable with FRP Armored, ADSS Double Jacket Cable with FRP Cable | 10 | HDPE Jacket, LSZH Jacket, Rodent Jacket | ช่องกรอกความยาว หน่วยเป็น …........m
|  |  | F-ML-ADSS-FRP9-48-RDJ | Outdoor Cable, FRP Armored, ADSS,Rodent, Double Jacket, SM 9/125 48 Core | 42 | 70 | 30 Years | F-MLR-ADSS-FRP9-48-DJ |  |  | FRP Armored, ADSS, Double Jacket, SM 9/125 06 Core , FRP Armored, ADSS, Double Jacket, SM 9/125 12 Core , FRP Armored, ADSS, Double Jacket, SM 9/125 24 Core , FRP Armored, ADSS, Double Jacket, SM 9/125 48 Core , FRP Armored, ADSS, Double Jacket, SM 9/125 96 Core |  | Fiber Optic Indoor, Fiber Optic Indoor/Outdoor, Fiber Optic Duct, Multi loose Tube Outdoor Duct Armored, Multi loosetube Outdoor Double Jacket Armored , Fiber Optic ADSS , Fiber Optic ARSS | 6 | Mini ADSS, ADSS Double Jacket Cable, ADSS Double Jacket Cable, ADSS Single Jacket Cable with FRP Armored, ADSS Double Jacket Cable with FRP Cable | 10 | HDPE Jacket, LSZH Jacket, Rodent Jacket | ช่องกรอกความยาว หน่วยเป็น …........m
|  |  | F-ML-ADSS-FRP9-96-RDJ | Outdoor Cable, FRP Armored, ADSS,Rodent, Double Jacket, SM 9/125 96 Core | 63 | 105 | 30 Years | F-MLR-ADSS-FRP9-96-DJ |  |  | FRP Armored, ADSS, Double Jacket, SM 9/125 06 Core , FRP Armored, ADSS, Double Jacket, SM 9/125 12 Core , FRP Armored, ADSS, Double Jacket, SM 9/125 24 Core , FRP Armored, ADSS, Double Jacket, SM 9/125 48 Core , FRP Armored, ADSS, Double Jacket, SM 9/125 96 Core |  | Fiber Optic Indoor, Fiber Optic Indoor/Outdoor, Fiber Optic Duct, Multi loose Tube Outdoor Duct Armored, Multi loosetube Outdoor Double Jacket Armored , Fiber Optic ADSS , Fiber Optic ARSS | 6 | Mini ADSS, ADSS Double Jacket Cable, ADSS Double Jacket Cable, ADSS Single Jacket Cable with FRP Armored, ADSS Double Jacket Cable with FRP Cable | 10 | HDPE Jacket, LSZH Jacket, Rodent Jacket | ช่องกรอกความยาว หน่วยเป็น …........m
|  | Fiber Optic ARSS | ARSS Single Jacket Cable
|  |  | HDPE Jacket | [7 empty] | Model: |  | Series: |  | Types: |  | Jacket Types: | Length:
|  |  | F-ML-ARSS9-04-HSJ | Outdoor Cable, Armored, ARSS, Single Jacket, SM 9/125 04 Core | 13.8 | 23 | 30 Years | F-ML-ARSS9-04-SJ |  |  | ARSS, Single Jacket, SM 9/125 04 Core , ARSS, Single Jacket, SM 9/125 06 Core , ARSS, Single Jacket, SM 9/125 12 Core ,ARSS, Single Jacket, SM 9/125 24 Core , ARSS, Single Jacket, SM 9/125 48 Core , ARSS, Single Jacket, SM 9/125 96 Core |  | Fiber Optic Indoor, Fiber Optic Indoor/Outdoor, Fiber Optic Duct, Multi loose Tube Outdoor Duct Armored, Multi loosetube Outdoor Double Jacket Armored , Fiber Optic ADSS , Fiber Optic ARSS | 7 | ARSS Single Jacket Cable , ARSS Double Jacket Cable | 11 | HDPE Jacket, LSZH Jacket, Rodent Jacket | ช่องกรอกความยาว หน่วยเป็น …........m
|  |  | F-ML-ARSS9-06-HSJ | Outdoor Cable, Armored, ARSS, Single Jacket, SM 9/125 06 Core | 15.6 | 26 | 30 Years | F-ML-ARSS9-06-SJ |  |  | ARSS, Single Jacket, SM 9/125 04 Core , ARSS, Single Jacket, SM 9/125 06 Core , ARSS, Single Jacket, SM 9/125 12 Core ,ARSS, Single Jacket, SM 9/125 24 Core , ARSS, Single Jacket, SM 9/125 48 Core , ARSS, Single Jacket, SM 9/125 96 Core |  | Fiber Optic Indoor, Fiber Optic Indoor/Outdoor, Fiber Optic Duct, Multi loose Tube Outdoor Duct Armored, Multi loosetube Outdoor Double Jacket Armored , Fiber Optic ADSS , Fiber Optic ARSS | 7 | ARSS Single Jacket Cable , ARSS Double Jacket Cable | 11 | HDPE Jacket, LSZH Jacket, Rodent Jacket | ช่องกรอกความยาว หน่วยเป็น …........m
|  |  | F-ML-ARSS9-12-HSJ | Outdoor Cable, Armored, ARSS, Single Jacket, SM 9/125 12 Core | 16.8 | 28 | 30 Years | F-ML-ARSS9-12-SJ |  |  | ARSS, Single Jacket, SM 9/125 04 Core , ARSS, Single Jacket, SM 9/125 06 Core , ARSS, Single Jacket, SM 9/125 12 Core ,ARSS, Single Jacket, SM 9/125 24 Core , ARSS, Single Jacket, SM 9/125 48 Core , ARSS, Single Jacket, SM 9/125 96 Core |  | Fiber Optic Indoor, Fiber Optic Indoor/Outdoor, Fiber Optic Duct, Multi loose Tube Outdoor Duct Armored, Multi loosetube Outdoor Double Jacket Armored , Fiber Optic ADSS , Fiber Optic ARSS | 7 | ARSS Single Jacket Cable , ARSS Double Jacket Cable | 11 | HDPE Jacket, LSZH Jacket, Rodent Jacket | ช่องกรอกความยาว หน่วยเป็น …........m
|  |  | F-ML-ARSS9-24-HSJ | Outdoor Cable, Armored, ARSS, Single Jacket, SM 9/125 24 Core | 22.8 | 38 | 30 Years | F-ML-ARSS9-24-SJ |  |  | ARSS, Single Jacket, SM 9/125 04 Core , ARSS, Single Jacket, SM 9/125 06 Core , ARSS, Single Jacket, SM 9/125 12 Core ,ARSS, Single Jacket, SM 9/125 24 Core , ARSS, Single Jacket, SM 9/125 48 Core , ARSS, Single Jacket, SM 9/125 96 Core |  | Fiber Optic Indoor, Fiber Optic Indoor/Outdoor, Fiber Optic Duct, Multi loose Tube Outdoor Duct Armored, Multi loosetube Outdoor Double Jacket Armored , Fiber Optic ADSS , Fiber Optic ARSS | 7 | ARSS Single Jacket Cable , ARSS Double Jacket Cable | 11 | HDPE Jacket, LSZH Jacket, Rodent Jacket | ช่องกรอกความยาว หน่วยเป็น …........m
|  |  | F-ML-ARSS9-48-HSJ | Outdoor Cable, Armored, ARSS, Single Jacket, SM 9/125 48 Core | 30 | 50 | 30 Years | F-ML-ARSS9-48-SJ |  |  | ARSS, Single Jacket, SM 9/125 04 Core , ARSS, Single Jacket, SM 9/125 06 Core , ARSS, Single Jacket, SM 9/125 12 Core ,ARSS, Single Jacket, SM 9/125 24 Core , ARSS, Single Jacket, SM 9/125 48 Core , ARSS, Single Jacket, SM 9/125 96 Core |  | Fiber Optic Indoor, Fiber Optic Indoor/Outdoor, Fiber Optic Duct, Multi loose Tube Outdoor Duct Armored, Multi loosetube Outdoor Double Jacket Armored , Fiber Optic ADSS , Fiber Optic ARSS | 7 | ARSS Single Jacket Cable , ARSS Double Jacket Cable | 11 | HDPE Jacket, LSZH Jacket, Rodent Jacket | ช่องกรอกความยาว หน่วยเป็น …........m
|  |  | F-ML-ARSS9-96-HSJ | Outdoor Cable, Armored, ARSS, Single Jacket, SM 9/125 96 Core | 43.8 | 73 | 30 Years | F-ML-ARSS9-96-SJ |  |  | ARSS, Single Jacket, SM 9/125 04 Core , ARSS, Single Jacket, SM 9/125 06 Core , ARSS, Single Jacket, SM 9/125 12 Core ,ARSS, Single Jacket, SM 9/125 24 Core , ARSS, Single Jacket, SM 9/125 48 Core , ARSS, Single Jacket, SM 9/125 96 Core |  | Fiber Optic Indoor, Fiber Optic Indoor/Outdoor, Fiber Optic Duct, Multi loose Tube Outdoor Duct Armored, Multi loosetube Outdoor Double Jacket Armored , Fiber Optic ADSS , Fiber Optic ARSS | 7 | ARSS Single Jacket Cable , ARSS Double Jacket Cable | 11 | HDPE Jacket, LSZH Jacket, Rodent Jacket | ช่องกรอกความยาว หน่วยเป็น …........m
|  |  | LSZH Jacket | [10 empty] | 7 |  | 11
|  |  | F-ML-ARSS9-04-LSJ | Outdoor Cable, Multi Loose Tube, ARSS, LSZH, Single Jacket, SM 9/125 4 Core |  |  | 30 Years |  |  |  | ARSS, Single Jacket, SM 9/125 04 Core , ARSS, Single Jacket, SM 9/125 06 Core , ARSS, Single Jacket, SM 9/125 12 Core ,ARSS, Single Jacket, SM 9/125 24 Core , ARSS, Single Jacket, SM 9/125 48 Core , ARSS, Single Jacket, SM 9/125 96 Core |  | Fiber Optic Indoor, Fiber Optic Indoor/Outdoor, Fiber Optic Duct, Multi loose Tube Outdoor Duct Armored, Multi loosetube Outdoor Double Jacket Armored , Fiber Optic ADSS , Fiber Optic ARSS | 7 | ARSS Single Jacket Cable , ARSS Double Jacket Cable | 11 | HDPE Jacket, LSZH Jacket, Rodent Jacket | ช่องกรอกความยาว หน่วยเป็น …........m
|  |  | F-ML-ARSS9-06-LSJ | Outdoor Cable, Multi Loose Tube, ARSS, LSZH, Single Jacket, SM 9/125 6 Core |  |  | 30 Years |  |  |  | ARSS, Single Jacket, SM 9/125 04 Core , ARSS, Single Jacket, SM 9/125 06 Core , ARSS, Single Jacket, SM 9/125 12 Core ,ARSS, Single Jacket, SM 9/125 24 Core , ARSS, Single Jacket, SM 9/125 48 Core , ARSS, Single Jacket, SM 9/125 96 Core |  | Fiber Optic Indoor, Fiber Optic Indoor/Outdoor, Fiber Optic Duct, Multi loose Tube Outdoor Duct Armored, Multi loosetube Outdoor Double Jacket Armored , Fiber Optic ADSS , Fiber Optic ARSS | 7 | ARSS Single Jacket Cable , ARSS Double Jacket Cable | 11 | HDPE Jacket, LSZH Jacket, Rodent Jacket | ช่องกรอกความยาว หน่วยเป็น …........m
|  |  | F-ML-ARSS9-12-LSJ | Outdoor Cable, Multi Loose Tube, ARSS, LSZH, Single Jacket, SM 9/125 12 Core |  |  | 30 Years |  |  |  | ARSS, Single Jacket, SM 9/125 04 Core , ARSS, Single Jacket, SM 9/125 06 Core , ARSS, Single Jacket, SM 9/125 12 Core ,ARSS, Single Jacket, SM 9/125 24 Core , ARSS, Single Jacket, SM 9/125 48 Core , ARSS, Single Jacket, SM 9/125 96 Core |  | Fiber Optic Indoor, Fiber Optic Indoor/Outdoor, Fiber Optic Duct, Multi loose Tube Outdoor Duct Armored, Multi loosetube Outdoor Double Jacket Armored , Fiber Optic ADSS , Fiber Optic ARSS | 7 | ARSS Single Jacket Cable , ARSS Double Jacket Cable | 11 | HDPE Jacket, LSZH Jacket, Rodent Jacket | ช่องกรอกความยาว หน่วยเป็น …........m
|  |  | F-ML-ARSS9-24-LSJ | Outdoor Cable, Multi Loose Tube, ARSS, LSZH, Single Jacket, SM 9/125 24 Core |  |  | 30 Years |  |  |  | ARSS, Single Jacket, SM 9/125 04 Core , ARSS, Single Jacket, SM 9/125 06 Core , ARSS, Single Jacket, SM 9/125 12 Core ,ARSS, Single Jacket, SM 9/125 24 Core , ARSS, Single Jacket, SM 9/125 48 Core , ARSS, Single Jacket, SM 9/125 96 Core |  | Fiber Optic Indoor, Fiber Optic Indoor/Outdoor, Fiber Optic Duct, Multi loose Tube Outdoor Duct Armored, Multi loosetube Outdoor Double Jacket Armored , Fiber Optic ADSS , Fiber Optic ARSS | 7 | ARSS Single Jacket Cable , ARSS Double Jacket Cable | 11 | HDPE Jacket, LSZH Jacket, Rodent Jacket | ช่องกรอกความยาว หน่วยเป็น …........m
|  |  | F-ML-ARSS9-48-LSJ | Outdoor Cable, Multi Loose Tube, ARSS, LSZH, Single Jacket, SM 9/125 48 Core |  |  | 30 Years |  |  |  | ARSS, Single Jacket, SM 9/125 04 Core , ARSS, Single Jacket, SM 9/125 06 Core , ARSS, Single Jacket, SM 9/125 12 Core ,ARSS, Single Jacket, SM 9/125 24 Core , ARSS, Single Jacket, SM 9/125 48 Core , ARSS, Single Jacket, SM 9/125 96 Core |  | Fiber Optic Indoor, Fiber Optic Indoor/Outdoor, Fiber Optic Duct, Multi loose Tube Outdoor Duct Armored, Multi loosetube Outdoor Double Jacket Armored , Fiber Optic ADSS , Fiber Optic ARSS | 7 | ARSS Single Jacket Cable , ARSS Double Jacket Cable | 11 | HDPE Jacket, LSZH Jacket, Rodent Jacket | ช่องกรอกความยาว หน่วยเป็น …........m
|  |  | F-ML-ARSS9-96-LSJ | Outdoor Cable, Multi Loose Tube, ARSS, LSZH, Single Jacket, SM 9/125 96 Core |  |  | 30 Years |  |  |  | ARSS, Single Jacket, SM 9/125 04 Core , ARSS, Single Jacket, SM 9/125 06 Core , ARSS, Single Jacket, SM 9/125 12 Core ,ARSS, Single Jacket, SM 9/125 24 Core , ARSS, Single Jacket, SM 9/125 48 Core , ARSS, Single Jacket, SM 9/125 96 Core |  | Fiber Optic Indoor, Fiber Optic Indoor/Outdoor, Fiber Optic Duct, Multi loose Tube Outdoor Duct Armored, Multi loosetube Outdoor Double Jacket Armored , Fiber Optic ADSS , Fiber Optic ARSS | 7 | ARSS Single Jacket Cable , ARSS Double Jacket Cable | 11 | HDPE Jacket, LSZH Jacket, Rodent Jacket | ช่องกรอกความยาว หน่วยเป็น …........m
|  |  | Rodent Jacket | [10 empty] | 7 |  | 11
|  |  | F-ML-ARSS9-04-RSJ | Outdoor Cable, Armored, ARSS,Rodent, Single Jacket, SM 9/125 04 Core | 16.8 | 28 | 30 Years | F-MLR-ARSS9-04-SJ |  |  | ARSS, Single Jacket, SM 9/125 04 Core , ARSS, Single Jacket, SM 9/125 06 Core , ARSS, Single Jacket, SM 9/125 12 Core ,ARSS, Single Jacket, SM 9/125 24 Core , ARSS, Single Jacket, SM 9/125 48 Core , ARSS, Single Jacket, SM 9/125 96 Core |  | Fiber Optic Indoor, Fiber Optic Indoor/Outdoor, Fiber Optic Duct, Multi loose Tube Outdoor Duct Armored, Multi loosetube Outdoor Double Jacket Armored , Fiber Optic ADSS , Fiber Optic ARSS | 7 | ARSS Single Jacket Cable , ARSS Double Jacket Cable | 11 | HDPE Jacket, LSZH Jacket, Rodent Jacket | ช่องกรอกความยาว หน่วยเป็น …........m
|  |  | F-ML-ARSS9-06-RSJ | Outdoor Cable, Armored, ARSS,Rodent, Single Jacket, SM 9/125 06 Core | 18 | 30 | 30 Years | F-MLR-ARSS9-06-SJ |  |  | ARSS, Single Jacket, SM 9/125 04 Core , ARSS, Single Jacket, SM 9/125 06 Core , ARSS, Single Jacket, SM 9/125 12 Core ,ARSS, Single Jacket, SM 9/125 24 Core , ARSS, Single Jacket, SM 9/125 48 Core , ARSS, Single Jacket, SM 9/125 96 Core |  | Fiber Optic Indoor, Fiber Optic Indoor/Outdoor, Fiber Optic Duct, Multi loose Tube Outdoor Duct Armored, Multi loosetube Outdoor Double Jacket Armored , Fiber Optic ADSS , Fiber Optic ARSS | 7 | ARSS Single Jacket Cable , ARSS Double Jacket Cable | 11 | HDPE Jacket, LSZH Jacket, Rodent Jacket | ช่องกรอกความยาว หน่วยเป็น …........m
|  |  | F-ML-ARSS9-12-RSJ | Outdoor Cable, Armored, ARSS,Rodent, Single Jacket, SM 9/125 12 Core | 19.8 | 33 | 30 Years | F-MLR-ARSS9-12-SJ |  |  | ARSS, Single Jacket, SM 9/125 04 Core , ARSS, Single Jacket, SM 9/125 06 Core , ARSS, Single Jacket, SM 9/125 12 Core ,ARSS, Single Jacket, SM 9/125 24 Core , ARSS, Single Jacket, SM 9/125 48 Core , ARSS, Single Jacket, SM 9/125 96 Core |  | Fiber Optic Indoor, Fiber Optic Indoor/Outdoor, Fiber Optic Duct, Multi loose Tube Outdoor Duct Armored, Multi loosetube Outdoor Double Jacket Armored , Fiber Optic ADSS , Fiber Optic ARSS | 7 | ARSS Single Jacket Cable , ARSS Double Jacket Cable | 11 | HDPE Jacket, LSZH Jacket, Rodent Jacket | ช่องกรอกความยาว หน่วยเป็น …........m
|  |  | F-ML-ARSS9-24-RSJ | Outdoor Cable, Armored, ARSS,Rodent, Single Jacket, SM 9/125 24 Core | 25.2 | 42 | 30 Years | F-MLR-ARSS9-24-SJ |  |  | ARSS, Single Jacket, SM 9/125 04 Core , ARSS, Single Jacket, SM 9/125 06 Core , ARSS, Single Jacket, SM 9/125 12 Core ,ARSS, Single Jacket, SM 9/125 24 Core , ARSS, Single Jacket, SM 9/125 48 Core , ARSS, Single Jacket, SM 9/125 96 Core |  | Fiber Optic Indoor, Fiber Optic Indoor/Outdoor, Fiber Optic Duct, Multi loose Tube Outdoor Duct Armored, Multi loosetube Outdoor Double Jacket Armored , Fiber Optic ADSS , Fiber Optic ARSS | 7 | ARSS Single Jacket Cable , ARSS Double Jacket Cable | 11 | HDPE Jacket, LSZH Jacket, Rodent Jacket | ช่องกรอกความยาว หน่วยเป็น …........m
|  |  | F-ML-ARSS9-48-RSJ | Outdoor Cable, Armored, ARSS,Rodent, Single Jacket, SM 9/125 48 Core | 32.4 | 54 | 30 Years | F-MLR-ARSS9-48-SJ |  |  | ARSS, Single Jacket, SM 9/125 04 Core , ARSS, Single Jacket, SM 9/125 06 Core , ARSS, Single Jacket, SM 9/125 12 Core ,ARSS, Single Jacket, SM 9/125 24 Core , ARSS, Single Jacket, SM 9/125 48 Core , ARSS, Single Jacket, SM 9/125 96 Core |  | Fiber Optic Indoor, Fiber Optic Indoor/Outdoor, Fiber Optic Duct, Multi loose Tube Outdoor Duct Armored, Multi loosetube Outdoor Double Jacket Armored , Fiber Optic ADSS , Fiber Optic ARSS | 7 | ARSS Single Jacket Cable , ARSS Double Jacket Cable | 11 | HDPE Jacket, LSZH Jacket, Rodent Jacket | ช่องกรอกความยาว หน่วยเป็น …........m
|  |  | F-ML-ARSS9-96-RSJ | Outdoor Cable, Armored, ARSS,Rodent, Single Jacket, SM 9/125 96 Core | 48 | 80 | 30 Years | F-MLR-ARSS9-96-SJ |  |  | ARSS, Single Jacket, SM 9/125 04 Core , ARSS, Single Jacket, SM 9/125 06 Core , ARSS, Single Jacket, SM 9/125 12 Core ,ARSS, Single Jacket, SM 9/125 24 Core , ARSS, Single Jacket, SM 9/125 48 Core , ARSS, Single Jacket, SM 9/125 96 Core |  | Fiber Optic Indoor, Fiber Optic Indoor/Outdoor, Fiber Optic Duct, Multi loose Tube Outdoor Duct Armored, Multi loosetube Outdoor Double Jacket Armored , Fiber Optic ADSS , Fiber Optic ARSS | 7 | ARSS Single Jacket Cable , ARSS Double Jacket Cable | 11 | HDPE Jacket, LSZH Jacket, Rodent Jacket | ช่องกรอกความยาว หน่วยเป็น …........m
ARSS Double Jacket Cable
|  |  | HDPE Jacket | [7 empty] | Model: |  | Series: |  | Types: |  | Jacket Types: | Length:
|  |  | F-ML-ARSS9-04-HDJ | Outdoor Cable, Armored, ARSS, Double Jacket, SM 9/125 04 Core | 13.8 | 23 | 30 Years | F-ML-ARSS9-04-DJ |  |  | ARSS, Double Jacket, SM 9/125 04 Core , ARSS, Double Jacket, SM 9/125 06 Core , ARSS, Double Jacket, SM 9/125 12 Core ,ARSS, Double Jacket, SM 9/125 24 Core , ARSS, Double Jacket, SM 9/125 48 Core , ARSS, Double Jacket, SM 9/125 96 Core |  | Fiber Optic Indoor, Fiber Optic Indoor/Outdoor, Fiber Optic Duct, Multi loose Tube Outdoor Duct Armored, Multi loosetube Outdoor Double Jacket Armored , Fiber Optic ADSS , Fiber Optic ARSS | 7 | ARSS Single Jacket Cable , ARSS Double Jacket Cable | 12 | HDPE Jacket, LSZH Jacket, Rodent Jacket | ช่องกรอกความยาว หน่วยเป็น …........m
|  |  | F-ML-ARSS9-06-HDJ | Outdoor Cable, Armored, ARSS, Double Jacket, SM 9/125 06 Core | 17.4 | 29 | 30 Years | F-ML-ARSS9-06-DJ |  |  | ARSS, Double Jacket, SM 9/125 04 Core , ARSS, Double Jacket, SM 9/125 06 Core , ARSS, Double Jacket, SM 9/125 12 Core ,ARSS, Double Jacket, SM 9/125 24 Core , ARSS, Double Jacket, SM 9/125 48 Core , ARSS, Double Jacket, SM 9/125 96 Core |  | Fiber Optic Indoor, Fiber Optic Indoor/Outdoor, Fiber Optic Duct, Multi loose Tube Outdoor Duct Armored, Multi loosetube Outdoor Double Jacket Armored , Fiber Optic ADSS , Fiber Optic ARSS | 7 | ARSS Single Jacket Cable , ARSS Double Jacket Cable | 12 | HDPE Jacket, LSZH Jacket, Rodent Jacket | ช่องกรอกความยาว หน่วยเป็น …........m
|  |  | F-ML-ARSS9-12-HDJ | Outdoor Cable, Armored, ARSS, Double Jacket, SM 9/125 12 Core | 19.2 | 32 | 30 Years | F-ML-ARSS9-12-DJ |  |  | ARSS, Double Jacket, SM 9/125 04 Core , ARSS, Double Jacket, SM 9/125 06 Core , ARSS, Double Jacket, SM 9/125 12 Core ,ARSS, Double Jacket, SM 9/125 24 Core , ARSS, Double Jacket, SM 9/125 48 Core , ARSS, Double Jacket, SM 9/125 96 Core |  | Fiber Optic Indoor, Fiber Optic Indoor/Outdoor, Fiber Optic Duct, Multi loose Tube Outdoor Duct Armored, Multi loosetube Outdoor Double Jacket Armored , Fiber Optic ADSS , Fiber Optic ARSS | 7 | ARSS Single Jacket Cable , ARSS Double Jacket Cable | 12 | HDPE Jacket, LSZH Jacket, Rodent Jacket | ช่องกรอกความยาว หน่วยเป็น …........m
|  |  | F-ML-ARSS9-24-HDJ | Outdoor Cable, Armored, ARSS, Double Jacket, SM 9/125 24 Core | 28.2 | 47 | 30 Years | F-ML-ARSS9-24-DJ |  |  | ARSS, Double Jacket, SM 9/125 04 Core , ARSS, Double Jacket, SM 9/125 06 Core , ARSS, Double Jacket, SM 9/125 12 Core ,ARSS, Double Jacket, SM 9/125 24 Core , ARSS, Double Jacket, SM 9/125 48 Core , ARSS, Double Jacket, SM 9/125 96 Core |  | Fiber Optic Indoor, Fiber Optic Indoor/Outdoor, Fiber Optic Duct, Multi loose Tube Outdoor Duct Armored, Multi loosetube Outdoor Double Jacket Armored , Fiber Optic ADSS , Fiber Optic ARSS | 7 | ARSS Single Jacket Cable , ARSS Double Jacket Cable | 12 | HDPE Jacket, LSZH Jacket, Rodent Jacket | ช่องกรอกความยาว หน่วยเป็น …........m
|  |  | F-ML-ARSS9-48-HDJ | Outdoor Cable, Armored, ARSS, Double Jacket, SM 9/125 48 Core | 36 | 60 | 30 Years | F-ML-ARSS9-48-DJ |  |  | ARSS, Double Jacket, SM 9/125 04 Core , ARSS, Double Jacket, SM 9/125 06 Core , ARSS, Double Jacket, SM 9/125 12 Core ,ARSS, Double Jacket, SM 9/125 24 Core , ARSS, Double Jacket, SM 9/125 48 Core , ARSS, Double Jacket, SM 9/125 96 Core |  | Fiber Optic Indoor, Fiber Optic Indoor/Outdoor, Fiber Optic Duct, Multi loose Tube Outdoor Duct Armored, Multi loosetube Outdoor Double Jacket Armored , Fiber Optic ADSS , Fiber Optic ARSS | 7 | ARSS Single Jacket Cable , ARSS Double Jacket Cable | 12 | HDPE Jacket, LSZH Jacket, Rodent Jacket | ช่องกรอกความยาว หน่วยเป็น …........m
|  |  | F-ML-ARSS9-96-HDJ | Outdoor Cable, Armored, ARSS, Double Jacket, SM 9/125 96 Core | 57 | 95 | 30 Years | F-ML-ARSS9-96-DJ |  |  | ARSS, Double Jacket, SM 9/125 04 Core , ARSS, Double Jacket, SM 9/125 06 Core , ARSS, Double Jacket, SM 9/125 12 Core ,ARSS, Double Jacket, SM 9/125 24 Core , ARSS, Double Jacket, SM 9/125 48 Core , ARSS, Double Jacket, SM 9/125 96 Core |  | Fiber Optic Indoor, Fiber Optic Indoor/Outdoor, Fiber Optic Duct, Multi loose Tube Outdoor Duct Armored, Multi loosetube Outdoor Double Jacket Armored , Fiber Optic ADSS , Fiber Optic ARSS | 7 | ARSS Single Jacket Cable , ARSS Double Jacket Cable | 12 | HDPE Jacket, LSZH Jacket, Rodent Jacket | ช่องกรอกความยาว หน่วยเป็น …........m
|  |  | LSZH Jacket | [10 empty] | 7 |  | 12
|  |  | F-ML-ARSS9-04-LDJ | Outdoor Cable, Armored, ARSS, LSZH, Double Jacket, SM 9/125 04 Core |  |  | 30 Years |  |  |  | ARSS, Double Jacket, SM 9/125 04 Core , ARSS, Double Jacket, SM 9/125 06 Core , ARSS, Double Jacket, SM 9/125 12 Core ,ARSS, Double Jacket, SM 9/125 24 Core , ARSS, Double Jacket, SM 9/125 48 Core , ARSS, Double Jacket, SM 9/125 96 Core |  | Fiber Optic Indoor, Fiber Optic Indoor/Outdoor, Fiber Optic Duct, Multi loose Tube Outdoor Duct Armored, Multi loosetube Outdoor Double Jacket Armored , Fiber Optic ADSS , Fiber Optic ARSS | 7 | ARSS Single Jacket Cable , ARSS Double Jacket Cable | 12 | HDPE Jacket, LSZH Jacket, Rodent Jacket | ช่องกรอกความยาว หน่วยเป็น …........m
|  |  | F-ML-ARSS9-06-LDJ | Outdoor Cable, Armored, ARSS, LSZH, Double Jacket, SM 9/125 06 Core |  |  | 30 Years |  |  |  | ARSS, Double Jacket, SM 9/125 04 Core , ARSS, Double Jacket, SM 9/125 06 Core , ARSS, Double Jacket, SM 9/125 12 Core ,ARSS, Double Jacket, SM 9/125 24 Core , ARSS, Double Jacket, SM 9/125 48 Core , ARSS, Double Jacket, SM 9/125 96 Core |  | Fiber Optic Indoor, Fiber Optic Indoor/Outdoor, Fiber Optic Duct, Multi loose Tube Outdoor Duct Armored, Multi loosetube Outdoor Double Jacket Armored , Fiber Optic ADSS , Fiber Optic ARSS | 7 | ARSS Single Jacket Cable , ARSS Double Jacket Cable | 12 | HDPE Jacket, LSZH Jacket, Rodent Jacket | ช่องกรอกความยาว หน่วยเป็น …........m
|  |  | F-ML-ARSS9-12-LDJ | Outdoor Cable, Armored, ARSS, LSZH, Double Jacket, SM 9/125 12 Core |  |  | 30 Years |  |  |  | ARSS, Double Jacket, SM 9/125 04 Core , ARSS, Double Jacket, SM 9/125 06 Core , ARSS, Double Jacket, SM 9/125 12 Core ,ARSS, Double Jacket, SM 9/125 24 Core , ARSS, Double Jacket, SM 9/125 48 Core , ARSS, Double Jacket, SM 9/125 96 Core |  | Fiber Optic Indoor, Fiber Optic Indoor/Outdoor, Fiber Optic Duct, Multi loose Tube Outdoor Duct Armored, Multi loosetube Outdoor Double Jacket Armored , Fiber Optic ADSS , Fiber Optic ARSS | 7 | ARSS Single Jacket Cable , ARSS Double Jacket Cable | 12 | HDPE Jacket, LSZH Jacket, Rodent Jacket | ช่องกรอกความยาว หน่วยเป็น …........m
|  |  | F-ML-ARSS9-24-LDJ | Outdoor Cable, Armored, ARSS, LSZH, Double Jacket, SM 9/125 24 Core |  |  | 30 Years |  |  |  | ARSS, Double Jacket, SM 9/125 04 Core , ARSS, Double Jacket, SM 9/125 06 Core , ARSS, Double Jacket, SM 9/125 12 Core ,ARSS, Double Jacket, SM 9/125 24 Core , ARSS, Double Jacket, SM 9/125 48 Core , ARSS, Double Jacket, SM 9/125 96 Core |  | Fiber Optic Indoor, Fiber Optic Indoor/Outdoor, Fiber Optic Duct, Multi loose Tube Outdoor Duct Armored, Multi loosetube Outdoor Double Jacket Armored , Fiber Optic ADSS , Fiber Optic ARSS | 7 | ARSS Single Jacket Cable , ARSS Double Jacket Cable | 12 | HDPE Jacket, LSZH Jacket, Rodent Jacket | ช่องกรอกความยาว หน่วยเป็น …........m
|  |  | F-ML-ARSS9-48-LDJ | Outdoor Cable, Armored, ARSS, LSZH, Double Jacket, SM 9/125 48 Core |  |  | 30 Years |  |  |  | ARSS, Double Jacket, SM 9/125 04 Core , ARSS, Double Jacket, SM 9/125 06 Core , ARSS, Double Jacket, SM 9/125 12 Core ,ARSS, Double Jacket, SM 9/125 24 Core , ARSS, Double Jacket, SM 9/125 48 Core , ARSS, Double Jacket, SM 9/125 96 Core |  | Fiber Optic Indoor, Fiber Optic Indoor/Outdoor, Fiber Optic Duct, Multi loose Tube Outdoor Duct Armored, Multi loosetube Outdoor Double Jacket Armored , Fiber Optic ADSS , Fiber Optic ARSS | 7 | ARSS Single Jacket Cable , ARSS Double Jacket Cable | 12 | HDPE Jacket, LSZH Jacket, Rodent Jacket | ช่องกรอกความยาว หน่วยเป็น …........m
|  |  | F-ML-ARSS9-96-LDJ | Outdoor Cable, Armored, ARSS, LSZH, Double Jacket, SM 9/125 96 Core |  |  | 30 Years |  |  |  | ARSS, Double Jacket, SM 9/125 04 Core , ARSS, Double Jacket, SM 9/125 06 Core , ARSS, Double Jacket, SM 9/125 12 Core ,ARSS, Double Jacket, SM 9/125 24 Core , ARSS, Double Jacket, SM 9/125 48 Core , ARSS, Double Jacket, SM 9/125 96 Core |  | Fiber Optic Indoor, Fiber Optic Indoor/Outdoor, Fiber Optic Duct, Multi loose Tube Outdoor Duct Armored, Multi loosetube Outdoor Double Jacket Armored , Fiber Optic ADSS , Fiber Optic ARSS | 7 | ARSS Single Jacket Cable , ARSS Double Jacket Cable | 12 | HDPE Jacket, LSZH Jacket, Rodent Jacket | ช่องกรอกความยาว หน่วยเป็น …........m
|  |  | Rodent Jacket | [10 empty] | 7 |  | 12
|  |  | F-ML-ARSS9-04-RDJ | Outdoor Cable, Armored, ARSS, Rodent, Double Jacket, SM 9/125 04 Core | 16.8 | 28 | 30 Years | F-MLR-ARSS9-04-DJ |  |  | ARSS, Double Jacket, SM 9/125 04 Core , ARSS, Double Jacket, SM 9/125 06 Core , ARSS, Double Jacket, SM 9/125 12 Core ,ARSS, Double Jacket, SM 9/125 24 Core , ARSS, Double Jacket, SM 9/125 48 Core , ARSS, Double Jacket, SM 9/125 96 Core |  | Fiber Optic Indoor, Fiber Optic Indoor/Outdoor, Fiber Optic Duct, Multi loose Tube Outdoor Duct Armored, Multi loosetube Outdoor Double Jacket Armored , Fiber Optic ADSS , Fiber Optic ARSS | 7 | ARSS Single Jacket Cable , ARSS Double Jacket Cable | 12 | HDPE Jacket, LSZH Jacket, Rodent Jacket | ช่องกรอกความยาว หน่วยเป็น …........m
|  |  | F-ML-ARSS9-06-RDJ | Outdoor Cable, Armored, ARSS, Rodent, Double Jacket, SM 9/125 06 Core | 19.8 | 33 | 30 Years | F-MLR-ARSS9-06-DJ |  |  | ARSS, Double Jacket, SM 9/125 04 Core , ARSS, Double Jacket, SM 9/125 06 Core , ARSS, Double Jacket, SM 9/125 12 Core ,ARSS, Double Jacket, SM 9/125 24 Core , ARSS, Double Jacket, SM 9/125 48 Core , ARSS, Double Jacket, SM 9/125 96 Core |  | Fiber Optic Indoor, Fiber Optic Indoor/Outdoor, Fiber Optic Duct, Multi loose Tube Outdoor Duct Armored, Multi loosetube Outdoor Double Jacket Armored , Fiber Optic ADSS , Fiber Optic ARSS | 7 | ARSS Single Jacket Cable , ARSS Double Jacket Cable | 12 | HDPE Jacket, LSZH Jacket, Rodent Jacket | ช่องกรอกความยาว หน่วยเป็น …........m
|  |  | F-ML-ARSS9-12-RDJ | Outdoor Cable, Armored, ARSS, Rodent, Double Jacket, SM 9/125 12 Core | 22.8 | 38 | 30 Years | F-MLR-ARSS9-12-DJ |  |  | ARSS, Double Jacket, SM 9/125 04 Core , ARSS, Double Jacket, SM 9/125 06 Core , ARSS, Double Jacket, SM 9/125 12 Core ,ARSS, Double Jacket, SM 9/125 24 Core , ARSS, Double Jacket, SM 9/125 48 Core , ARSS, Double Jacket, SM 9/125 96 Core |  | Fiber Optic Indoor, Fiber Optic Indoor/Outdoor, Fiber Optic Duct, Multi loose Tube Outdoor Duct Armored, Multi loosetube Outdoor Double Jacket Armored , Fiber Optic ADSS , Fiber Optic ARSS | 7 | ARSS Single Jacket Cable , ARSS Double Jacket Cable | 12 | HDPE Jacket, LSZH Jacket, Rodent Jacket | ช่องกรอกความยาว หน่วยเป็น …........m
|  |  | F-ML-ARSS9-24-RDJ | Outdoor Cable, Armored, ARSS, Rodent, Double Jacket, SM 9/125 24 Core | 31.2 | 52 | 30 Years | F-MLR-ARSS9-24-DJ |  |  | ARSS, Double Jacket, SM 9/125 04 Core , ARSS, Double Jacket, SM 9/125 06 Core , ARSS, Double Jacket, SM 9/125 12 Core ,ARSS, Double Jacket, SM 9/125 24 Core , ARSS, Double Jacket, SM 9/125 48 Core , ARSS, Double Jacket, SM 9/125 96 Core |  | Fiber Optic Indoor, Fiber Optic Indoor/Outdoor, Fiber Optic Duct, Multi loose Tube Outdoor Duct Armored, Multi loosetube Outdoor Double Jacket Armored , Fiber Optic ADSS , Fiber Optic ARSS | 7 | ARSS Single Jacket Cable , ARSS Double Jacket Cable | 12 | HDPE Jacket, LSZH Jacket, Rodent Jacket | ช่องกรอกความยาว หน่วยเป็น …........m
|  |  | F-ML-ARSS9-48-RDJ | Outdoor Cable, Armored, ARSS, Rodent, Double Jacket, SM 9/125 48 Core | 39 | 65 | 30 Years | F-MLR-ARSS9-48-DJ |  |  | ARSS, Double Jacket, SM 9/125 04 Core , ARSS, Double Jacket, SM 9/125 06 Core , ARSS, Double Jacket, SM 9/125 12 Core ,ARSS, Double Jacket, SM 9/125 24 Core , ARSS, Double Jacket, SM 9/125 48 Core , ARSS, Double Jacket, SM 9/125 96 Core |  | Fiber Optic Indoor, Fiber Optic Indoor/Outdoor, Fiber Optic Duct, Multi loose Tube Outdoor Duct Armored, Multi loosetube Outdoor Double Jacket Armored , Fiber Optic ADSS , Fiber Optic ARSS | 7 | ARSS Single Jacket Cable , ARSS Double Jacket Cable | 12 | HDPE Jacket, LSZH Jacket, Rodent Jacket | ช่องกรอกความยาว หน่วยเป็น …........m
|  |  | F-ML-ARSS9-96-RDJ | Outdoor Cable, Armored, ARSS, Rodent, Double Jacket, SM 9/125 96 Core | 60 | 100 | 30 Years | F-MLR-ARSS9-96-DJ |  |  | ARSS, Double Jacket, SM 9/125 04 Core , ARSS, Double Jacket, SM 9/125 06 Core , ARSS, Double Jacket, SM 9/125 12 Core ,ARSS, Double Jacket, SM 9/125 24 Core , ARSS, Double Jacket, SM 9/125 48 Core , ARSS, Double Jacket, SM 9/125 96 Core |  | Fiber Optic Indoor, Fiber Optic Indoor/Outdoor, Fiber Optic Duct, Multi loose Tube Outdoor Duct Armored, Multi loosetube Outdoor Double Jacket Armored , Fiber Optic ADSS , Fiber Optic ARSS | 7 | ARSS Single Jacket Cable , ARSS Double Jacket Cable | 12 | HDPE Jacket, LSZH Jacket, Rodent Jacket | ช่องกรอกความยาว หน่วยเป็น …........m
|  | Pigtail Single-mode | UPC Single-mode | [7 empty] | Types: |  | Series: |  | Length:
|  |  | F-PT-ST9-0.9mm/2mm | Pigtail ST, SM 9/125um (900um Jacket)/ (2mm Jacket) | 30 | 50 | 30 Years |  |  |  | Pigtail ST, Pigtail SC , Pigtail LC , Pigtail FC |  | UPC Single-mode , Single-mode Armored , UPC Multimode , Multimode Armored , Multimode OM3 , Multimode OM4 |  | ช่องกรอกความยาว หน่วยเป็น …........m
|  |  | F-PT-SC9-0.9mm/2mm | Pigtail SC, SM 9/125um (900um Jacket)/ (2mm Jacket) | 30 | 50 | 30 Years |  |  |  | Pigtail ST, Pigtail SC , Pigtail LC , Pigtail FC |  | UPC Single-mode , Single-mode Armored , UPC Multimode , Multimode Armored , Multimode OM3 , Multimode OM5 |  | ช่องกรอกความยาว หน่วยเป็น …........m
|  |  | F-PT-LC9-0.9mm/2mm | Pigtail LC, SM 9/125um (900um Jacket)/ (2mm Jacket) | 30 | 50 | 30 Years |  |  |  | Pigtail ST, Pigtail SC , Pigtail LC , Pigtail FC |  | UPC Single-mode , Single-mode Armored , UPC Multimode , Multimode Armored , Multimode OM3 , Multimode OM6 |  | ช่องกรอกความยาว หน่วยเป็น …........m
|  |  | F-PT-FC9-0.9mm/2mm | Pigtail FC, SM 9/125um (900um Jacket)/ (2mm Jacket) | 30 | 50 | 30 Years |  |  |  | Pigtail ST, Pigtail SC , Pigtail LC , Pigtail FC |  | UPC Single-mode , Single-mode Armored , UPC Multimode , Multimode Armored , Multimode OM3 , Multimode OM7 |  | ช่องกรอกความยาว หน่วยเป็น …........m
|  |  | Single-mode Armored | [7 empty] | Types: |  | Series: |  | Length:
|  |  | F-PTA-ST9-0.9mm/2mm | Pigtail Armored ST, SM 9/125um (900um Jacket)/ (2mm Jacket) | 36 | 60 | 30 Years |  |  |  | Pigtail ST, Pigtail SC , Pigtail LC , Pigtail FC |  | UPC Single-mode , Single-mode Armored , UPC Multimode , Multimode Armored , Multimode OM3 , Multimode OM4 |  | ช่องกรอกความยาว หน่วยเป็น …........m
|  |  | F-PTA-SC9-0.9mm/2mm | Pigtail Armored SC, SM 9/125um (900um Jacket)/ (2mm Jacket) | 36 | 60 | 30 Years |  |  |  | Pigtail ST, Pigtail SC , Pigtail LC , Pigtail FC |  | UPC Single-mode , Single-mode Armored , UPC Multimode , Multimode Armored , Multimode OM3 , Multimode OM5 |  | ช่องกรอกความยาว หน่วยเป็น …........m
|  |  | F-PTA-LC9-0.9mm/2mm | Pigtail Armored LC, SM 9/125um (900um Jacket)/ (2mm Jacket) | 36 | 60 | 30 Years |  |  |  | Pigtail ST, Pigtail SC , Pigtail LC , Pigtail FC |  | UPC Single-mode , Single-mode Armored , UPC Multimode , Multimode Armored , Multimode OM3 , Multimode OM6 |  | ช่องกรอกความยาว หน่วยเป็น …........m
|  |  | F-PTA-FC9-0.9mm/2mm | Pigtail Armored FC, SM 9/125um (900um Jacket)/ (2mm Jacket) | 36 | 60 | 30 Years |  |  |  | Pigtail ST, Pigtail SC , Pigtail LC , Pigtail FC |  | UPC Single-mode , Single-mode Armored , UPC Multimode , Multimode Armored , Multimode OM3 , Multimode OM7 |  | ช่องกรอกความยาว หน่วยเป็น …........m
|  | Pigtail Multimode | UPC Multimode | [7 empty] | Types: |  | Series: |  | Length:
|  |  | F-PT-ST5-0.9mm/2mm | Pigtail ST, MM 50/125um (900um Jacket)/ (2mm Jacket) | 30 | 50 | 30 Years |  |  |  | Pigtail ST, Pigtail SC , Pigtail LC , Pigtail FC |  | UPC Single-mode , Single-mode Armored , UPC Multimode , Multimode Armored , Multimode OM3 , Multimode OM4 |  | ช่องกรอกความยาว หน่วยเป็น …........m
|  |  | F-PT-SC5-0.9mm/2mm | Pigtail SC, MM 50/125um (900um Jacket)/ (2mm Jacket) | 30 | 50 | 30 Years |  |  |  | Pigtail ST, Pigtail SC , Pigtail LC , Pigtail FC |  | UPC Single-mode , Single-mode Armored , UPC Multimode , Multimode Armored , Multimode OM3 , Multimode OM5 |  | ช่องกรอกความยาว หน่วยเป็น …........m
|  |  | F-PT-LC5-0.9mm/2mm | Pigtail LC, MM 50/125um (900um Jacket)/ (2mm Jacket) | 30 | 50 | 30 Years |  |  |  | Pigtail ST, Pigtail SC , Pigtail LC , Pigtail FC |  | UPC Single-mode , Single-mode Armored , UPC Multimode , Multimode Armored , Multimode OM3 , Multimode OM6 |  | ช่องกรอกความยาว หน่วยเป็น …........m
|  |  | F-PT-FC5-0.9mm/2mm | Pigtail FC, MM 50/125um (900um Jacket)/ (2mm Jacket) | 30 | 50 | 30 Years |  |  |  | Pigtail ST, Pigtail SC , Pigtail LC , Pigtail FC |  | UPC Single-mode , Single-mode Armored , UPC Multimode , Multimode Armored , Multimode OM3 , Multimode OM7 |  | ช่องกรอกความยาว หน่วยเป็น …........m
|  |  | Multimode Armored | [7 empty] | Types: |  | Series: |  | Length:
|  |  | F-PTA-ST5-0.9mm/2mm | Pigtail Armored ST, MM 50/125um (900um Jacket)/ (2mm Jacket) | 36 | 60 | 30 Years |  |  |  | Pigtail Armored ST, Pigtail Armored SC , Pigtail Armored LC , Pigtail Armored FC |  | UPC Single-mode , Single-mode Armored , UPC Multimode , Multimode Armored , Multimode OM3 , Multimode OM4 |  | ช่องกรอกความยาว หน่วยเป็น …........m
|  |  | F-PTA-SC5-0.9mm/2mm | Pigtail Armored SC, MM 50/125um (900um Jacket)/ (2mm Jacket) | 36 | 60 | 30 Years |  |  |  | Pigtail Armored ST, Pigtail Armored SC , Pigtail Armored LC , Pigtail Armored FC |  | UPC Single-mode , Single-mode Armored , UPC Multimode , Multimode Armored , Multimode OM3 , Multimode OM5 |  | ช่องกรอกความยาว หน่วยเป็น …........m
|  |  | F-PTA-LC5-0.9mm/2mm | Pigtail Armored LC, MM 50/125um (900um Jacket)/ (2mm Jacket) | 36 | 60 | 30 Years |  |  |  | Pigtail Armored ST, Pigtail Armored SC , Pigtail Armored LC , Pigtail Armored FC |  | UPC Single-mode , Single-mode Armored , UPC Multimode , Multimode Armored , Multimode OM3 , Multimode OM6 |  | ช่องกรอกความยาว หน่วยเป็น …........m
|  |  | F-PTA-FC5-0.9mm/2mm | Pigtail Armored FC, MM 50/125um (900um Jacket)/ (2mm Jacket) | 36 | 60 | 30 Years |  |  |  | Pigtail Armored ST, Pigtail Armored SC , Pigtail Armored LC , Pigtail Armored FC |  | UPC Single-mode , Single-mode Armored , UPC Multimode , Multimode Armored , Multimode OM3 , Multimode OM7 |  | ช่องกรอกความยาว หน่วยเป็น …........m
|  |  | Multimode OM3 | [7 empty] | Types: |  | Series: |  | Length:
|  |  | F-PT-OM3-SC9-0.9mm/2mm | Pigtail SC, OM3 MM 50/125um (900um Jacket)/ (2mm Jacket) | 48 | 80 | 30 Years |  |  |  | Pigtail SC, OM3 , Pigtail LC, OM3 |  | UPC Single-mode , Single-mode Armored , UPC Multimode , Multimode Armored , Multimode OM3 , Multimode OM4 |  | ช่องกรอกความยาว หน่วยเป็น …........m
|  |  | F-PT-OM3-LC9-0.9mm/2mm | Pigtail LC, OM3 MM 50/125um (900um Jacket)/ (2mm Jacket) | 48 | 80 | 30 Years |  |  |  | Pigtail SC, OM3 , Pigtail LC, OM3 |  | UPC Single-mode , Single-mode Armored , UPC Multimode , Multimode Armored , Multimode OM3 , Multimode OM5 |  | ช่องกรอกความยาว หน่วยเป็น …........m
|  |  | Multimode OM4 | [7 empty] | Types: |  | Series: |  | Length:
|  |  | F-PT-OM4-SC9-0.9mm/2mm | Pigtail SC, OM4 MM 50/125um (900um Jacket)/ (2mm Jacket) | 51 | 85 | 30 Years |  |  |  | Pigtail SC, OM4 , Pigtail LC, OM4 |  | UPC Single-mode , Single-mode Armored , UPC Multimode , Multimode Armored , Multimode OM3 , Multimode OM4 |  | ช่องกรอกความยาว หน่วยเป็น …........m
|  |  | F-PT-OM4-LC9-0.9mm/2mm | Pigtail LC, OM4 MM 50/125um (900um Jacket)/ (2mm Jacket) | 51 | 85 | 30 Years |  |  |  | Pigtail SC, OM4 , Pigtail LC, OM4 |  | UPC Single-mode , Single-mode Armored , UPC Multimode , Multimode Armored , Multimode OM3 , Multimode OM5 |  | ช่องกรอกความยาว หน่วยเป็น …........m
|  | Fiber Optic Patch Cord (Single-mode) | Patch Cord UPC Single-mode
|  |  | F-PC-STST9-3-DX | Patch Cord ST-ST, SM 9/125um, Duplex, 3M | 144 | 240 | 30 Years
|  |  | F-PC-STSC9-3-DX | Patch Cord ST-SC, SM 9/125um, Duplex, 3M | 144 | 240 | 30 Years
|  |  | F-PC-STLC9-3-DX | Patch Cord ST-LC, SM 9/125um, Duplex, 3M | 144 | 240 | 30 Years
|  |  | F-PC-STFC9-3-DX | Patch Cord ST-FC, SM 9/125um, Duplex, 3M | 144 | 240 | 30 Years
|  |  | F-PC-SCSC9-3-DX | Patch Cord SC-SC, SM 9/125um, Duplex, 3M | 144 | 240 | 30 Years
|  |  | F-PC-SCFC9-3-DX | Patch Cord SC-FC, SM 9/125um, Duplex, 3M | 144 | 240 | 30 Years
|  |  | F-PC-LCSC9-3-DX | Patch Cord LC-SC, SM 9/125um, Duplex, 3M | 144 | 240 | 30 Years
|  |  | F-PC-LCLC9-3-DX | Patch Cord LC-LC, SM 9/125um, Duplex, 3M | 144 | 240 | 30 Years
|  |  | F-PC-FCLC9-3-DX | Patch Cord LC-FC, SM 9/125um, Duplex, 3M | 144 | 240 | 30 Years
|  |  | F-PC-FCFC9-3-DX | Patch Cord FC-FC, SM 9/125um, Duplex, 3M | 144 | 240 | 30 Years
|  |  | F-PC-MTRJ-MTRJ9-3-DX | Patch Cord MTRJ-MTRJ, SM 9/125um, Duplex, 3M | 288 | 480 | 30 Years
|  |  | F-PC-MTRJ-SC9-3-DX | Patch Cord MTRJ-SC, SM 9/125um, Duplex, 3M | 216 | 360 | 30 Years
FLEX Angle Boot Single-mode
|  |  | F-PC-F-FALCLC9-3-DX | Patch Cord LC-LC, SM 9/125um, Flex Angle Boot, Duplex, 3M | 216 | 360 | 30 Years
|  |  | F-PC-F-FALCSC9-3-DX | Patch Cord LC-SC, SM 9/125um, Flex Angle Boot, Duplex, 3M | 216 | 360 | 30 Years
|  |  | F-PC-F-FASCSC9-3-DX | Patch Cord SC-SC, SM 9/125um, Flex Angle Boot, Duplex, 3M | 216 | 360 | 30 Years
PUSH-Pull TAB Single-mode
|  |  | F-PC-F-PPLCLC9-3-DX | Patch Cord LC-LC, SM 9/125um, Push-Pull Tab, Duplex, 3M | 252 | 420 | 30 Years
|  |  | F-PC-F-PPLCSC9-3-DX | Patch Cord LC-SC, SM 9/125um, Push-Pull Tab, Duplex, 3M | 252 | 420 | 30 Years
|  |  | F-PC-F-PPSCSC9-3-DX | Patch Cord SC-SC, SM 9/125um, Push-Pull Tab, Duplex, 3M | 252 | 420 | 30 Years
UPC Single-mode Armored
|  |  | F-PCA-STST9-3-DX | Patch Cord Armored ST-ST, SM 9/125um, Duplex, 3M | 228 | 380 | 30 Years
|  |  | F-PCA-STSC9-3-DX | Patch Cord Armored ST-SC, SM 9/125um, Duplex, 3M | 228 | 380 | 30 Years
|  |  | F-PCA-STLC9-3-DX | Patch Cord Armored ST-LC, SM 9/125um, Duplex, 3M | 228 | 380 | 30 Years
|  |  | F-PCA-STFC9-3-DX | Patch Cord Armored ST-FC, SM 9/125um, Duplex, 3M | 228 | 380 | 30 Years
|  |  | F-PCA-SCSC9-3-DX | Patch Cord Armored SC-SC, SM 9/125um, Duplex, 3M | 228 | 380 | 30 Years
|  |  | F-PCA-SCFC9-3-DX | Patch Cord Armored SC-FC, SM 9/125um, Duplex, 3M | 228 | 380 | 30 Years
|  |  | F-PCA-LCSC9-3-DX | Patch Cord Armored LC-SC, SM 9/125um, Duplex, 3M | 228 | 380 | 30 Years
|  |  | F-PCA-LCLC9-3-DX | Patch Cord Armored LC-LC, SM 9/125um, Duplex, 3M | 228 | 380 | 30 Years
|  |  | F-PCA-FCLC9-3-DX | Patch Cord Armored LC-FC, SM 9/125um, Duplex, 3M | 228 | 380 | 30 Years
|  |  | F-PCA-FCFC9-3-DX | Patch Cord Armored FC-FC, SM 9/125um, Duplex, 3M | 228 | 380 | 30 Years
|  |  | F-PCA-MTRJ-MTRJ9-3-DX | Patch Cord Armored MTRJ-MTRJ, SM 9/125um, Duplex, 3M | 450 | 750 | 30 Years
|  |  | F-PCA-MTRJ-SC9-3-DX | Patch Cord Armored MTRJ-SC, SM 9/125um, Duplex, 3M | 360 | 600 | 30 Years
|  | Fiber Optic Patch Cord (Multimode) | UPC Multimode
|  |  | F-PC-STST5-3-DX | Patch Cord ST-ST, MM 50/125um, Duplex, 3M | 144 | 240 | 30 Years
|  |  | F-PC-SCST5-3-DX | Patch Cord ST-SC, MM 50/125um, Duplex, 3M | 144 | 240 | 30 Years
|  |  | F-PC-LCST5-3-DX | Patch Cord ST-LC, MM 50/125um, Duplex, 3M | 144 | 240 | 30 Years
|  |  | F-PC-FCST5-3-DX | Patch Cord ST-FC, MM 50/125um, Duplex, 3M | 144 | 240 | 30 Years
|  |  | F-PC-SCSC5-3-DX | Patch Cord SC-SC, MM 50/125um, Duplex, 3M | 144 | 240 | 30 Years
|  |  | F-PC-LCSC5-3-DX | Patch Cord SC-LC, MM 50/125um, Duplex, 3M | 144 | 240 | 30 Years
|  |  | F-PC-FCSC5-3-DX | Patch Cord SC-FC, MM 50/125um, Duplex, 3M | 144 | 240 | 30 Years
|  |  | F-PC-LCLC5-3-DX | Patch Cord LC-LC, MM 50/125um, Duplex, 3M | 144 | 240 | 30 Years
|  |  | F-PC-FCLC5-3-DX | Patch Cord LC-FC, MM 50/125um, Duplex, 3M | 144 | 240 | 30 Years
|  |  | F-PC-FCFC5-3-DX | Patch Cord FC-FC, MM 50/125um, Duplex, 3M | 144 | 240 | 30 Years
FLEX Angle Boot Multimode
|  |  | F-PC-F-FALCLC5-3-DX | Patch Cord LC-LC, MM 50/125um, Flex Angle Boot, Duplex, 3M | 216 | 360 | 30 Years
|  |  | F-PC-F-FALCSC5-3-DX | Patch Cord LC-SC, MM 50/125um, Flex Angle Boot, Duplex, 3M | 216 | 360 | 30 Years
|  |  | F-PC-F-FASCSC5-3-DX | Patch Cord SC-SC, MM 50/125um, Flex Angle Boot, Duplex, 3M | 216 | 360 | 30 Years
PUSH-Pull TAB Multimode
|  |  | F-PC-F-PPLCLC5-3-DX | Patch Cord LC-LC, MM 50/125um, Push-Pull Tab, Duplex, 3M | 360 | 600 | 30 Years
|  |  | F-PC-F-PPLCSC5-3-DX | Patch Cord LC-SC, MM 50/125um, Push-Pull Tab, Duplex, 3M | 360 | 600 | 30 Years
|  |  | F-PC-F-PPSCSC5-3-DX | Patch Cord SC-SC, MM 50/125um, Push-Pull Tab, Duplex, 3M | 360 | 600 | 30 Years
UPC Multimode Armored
|  |  | F-PCA-STST5-3-DX | Patch Cord Armored ST-ST, MM 50/125um, Duplex, 3M | 228 | 380 | 30 Years
|  |  | F-PCA-SCST5-3-DX | Patch Cord Armored ST-SC, MM 50/125um, Duplex, 3M | 228 | 380 | 30 Years
|  |  | F-PCA-LCST5-3-DX | Patch Cord Armored ST-LC, MM 50/125um, Duplex, 3M | 228 | 380 | 30 Years
|  |  | F-PCA-FCST5-3-DX | Patch Cord Armored ST-FC, MM 50/125um, Duplex, 3M | 228 | 380 | 30 Years
|  |  | F-PCA-SCSC5-3-DX | Patch Cord Armored SC-SC, MM 50/125um, Duplex, 3M | 228 | 380 | 30 Years
|  |  | F-PCA-LCSC5-3-DX | Patch Cord Armored SC-LC, MM 50/125um, Duplex, 3M | 228 | 380 | 30 Years
|  |  | F-PCA-FCSC5-3-DX | Patch Cord Armored SC-FC, MM 50/125um, Duplex, 3M | 228 | 380 | 30 Years
|  |  | F-PCA-LCLC5-3-DX | Patch Cord Armored LC-LC, MM 50/125um, Duplex, 3M | 228 | 380 | 30 Years
|  |  | F-PCA-FCLC5-3-DX | Patch Cord Armored LC-FC, MM 50/125um, Duplex, 3M | 228 | 380 | 30 Years
|  |  | F-PCA-FCFC5-3-DX | Patch Cord Armored FC-FC, MM 50/125um, Duplex, 3M | 228 | 380 | 30 Years
Patch Cord Multimode (OM2)
|  |  | F-PC-OM2STST5-3-DX | OM2, Patch Cord ST-ST, MM 50/125um, Duplex, 3M | 228 | 380 | 30 Years
|  |  | F-PC-OM2SCST5-3-DX | OM2, Patch Cord ST-SC, MM 50/125um, Duplex, 3M | 228 | 380 | 30 Years
|  |  | F-PC-OM2LCST5-3-DX | OM2, Patch Cord ST-LC, MM 50/125um, Duplex, 3M | 228 | 380 | 30 Years
|  |  | F-PC-OM2SCSC5-3-DX | OM2, Patch Cord SC-SC, MM 50/125um, Duplex, 3M | 228 | 380 | 30 Years
|  |  | F-PC-OM2LCSC5-3-DX | OM2, Patch Cord SC-LC, MM 50/125um, Duplex, 3M | 228 | 380 | 30 Years
|  |  | F-PC-OM2LCLC5-3-DX | OM2, Patch Cord LC-LC, MM 50/125um, Duplex, 3M | 228 | 380 | 30 Years
Patch Cord Multimode (OM3)
|  |  | F-PC-OM3STST5-3-DX | OM3, Patch Cord ST-ST, MM 50/125um, Duplex, 3M | 240 | 400 | 30 Years
|  |  | F-PC-OM3SCST5-3-DX | OM3, Patch Cord ST-SC, MM 50/125um, Duplex, 3M | 240 | 400 | 30 Years
|  |  | F-PC-OM3LCST5-3-DX | OM3, Patch Cord ST-LC, MM 50/125um, Duplex, 3M | 240 | 400 | 30 Years
|  |  | F-PC-OM3SCSC5-3-DX | OM3, Patch Cord SC-SC, MM 50/125um, Duplex, 3M | 240 | 400 | 30 Years
|  |  | F-PC-OM3LCSC5-3-DX | OM3, Patch Cord SC-LC, MM 50/125um, Duplex, 3M | 240 | 400 | 30 Years
|  |  | F-PC-OM3LCLC5-3-DX | OM3, Patch Cord LC-LC, MM 50/125um, Duplex, 3M | 240 | 400 | 30 Years
Patch Cord Multimode (OM4)
|  |  | F-PC-OM4LCSC5-3-DX | OM4, Patch Cord SC-LC, MM 50/125um, Duplex, 3M | 270 | 450 | 30 Years
|  |  | F-PC-OM4LCLC5-3-DX | OM4, Patch Cord LC-LC, MM 50/125um, Duplex, 3M | 270 | 450 | 30 Years
|  | MPO Trunk Cable | MPO Array Cable (1-10m)
|  |  | F-MPOAR-MM/OM3-3MM-12F | MPO-MPO Patch Cord Female-Female, MM/OM3, 3mm, 12F. 3m | 840 | 1400 | 30 Years
|  |  | F-MPOAR-MM/OM4-3MM-12F | MPO-MPO Patch Cord Female-Female, MM/OM4, 3mm, 12F, 3m | 960 | 1600 | 30 Years
|  |  | F-MPOAR-SM/OS2-3MM-12F | MPO-MPO Patch Cord Female-Female, SM/OS2, 3mm, 12F, 3m | 1380 | 2300 | 30 Years
MPO Truk Cable (3-100m)
|  |  | F-MPOTR-MM/OM3-6.5MM-12F | MPO-MPO Truk Cord Female-Female, MM/OM3, 6.5mm, 12F, 3m | 960 | 1600 | 30 Years
|  |  | F-MPOTR-MM/OM4-6.5MM-12F | MPO-MPO Truk Cord Female-Female, MM/OM4, 6.5mm, 12F, 3m | 990 | 1650 | 30 Years
|  |  | F-MPOTR-SM/OS2-6.5MM-12F | MPO-MPO Truk Cord Female-Female, SM/OS2, 6.5mm, 12F, 3m | 1500 | 2500 | 30 Years
|  |  | F-MPOTR-MM/OM3-6.5MM-24F | MPO-MPO Truk Cord Female-Female, MM/OM3, 6.5mm, 24F, 3m | 1680 | 2800 | 30 Years
|  |  | F-MPOTR-MM/OM4-6.5MM-24F | MPO-MPO Truk Cord Female-Female, MM/OM4, 6.5mm, 24F, 3m | 1920 | 3200 | 30 Years
|  |  | F-MPOTR-SM/OS2-6.5MM-24F | MPO-MPO Truk Cord Female-Female, SM/OS2, 6.5mm, 24F, 3m | 2700 | 4500 | 30 Years
MPO Harness (3-25m)
|  |  | F-MPOHA-MM/OM3-3MM-12F | MPO-LC Harness, MM/OM3, 3mm, 12F, 3m | 960 | 1600 | 30 Years
|  |  | F-MPOHA-MM/OM4-3MM-12F | MPO-LC Harness, MM/OM4, 3mm, 12F, 3m | 1020 | 1700 | 30 Years
|  |  | F-MPOHA-SM/OS2-3MM-12F | MPO-LC Harness, SM/OS2, 3mm, 12F, 3m | 1080 | 1800 | 30 Years
|  |  | F-MPOHA-MM/OM3-3.5MM-24F | MPO-LC Harness, MM/OM3, 3.5mm, 24F, 3m | 1680 | 2800 | 30 Years
|  |  | F-MPOHA-MM/OM4-3.5MM-24F | MPO-LC Harness, MM/OM4, 3.5mm, 24F, 3m | 1800 | 3000 | 30 Years
|  |  | F-MPOHA-SM/OS2-3.5MM-24F | MPO-LC Harness, SM/OS2, 3.5mm, 24F, 3m | 1920 | 3200 | 30 Years
MPO Truck Harness (3-100m)
|  |  | F-MPOTH-MM/OM3-6.5MM-12F | MPO-LC Truck Harness, MM/OM3, 6.5mm, 12F, 3m | 1020 | 1700 | 30 Years
|  |  | F-MPOTH-MM/OM4-6.5MM-12F | MPO-LC Truck Harness, MM/OM4, 6.5mm, 12F, 3m | 1080 | 1800 | 30 Years
|  |  | F-MPOTH-SM/OS2-6.5MM-12F | MPO-LC Truck Harness, SM/OS2, 6.5mm, 12F, 3m | 1140 | 1900 | 30 Years
|  |  | F-MPOTH-MM/OM3-6.5MM-24F | MPO-LC Truck Harness, MM/OM3, 6.5mm, 24F, 3m | 1800 | 3000 | 30 Years
|  |  | F-MPOTH-MM/OM4-6.5MM-24F | MPO-LC Truck Harness, MM/OM4, 6.5mm, 24F, 3m | 1920 | 3200 | 30 Years
|  |  | F-MPOTH-SM/OS2-6.5MM-24F | MPO-LC Truck Harness, SM/OS2, 6.5mm, 24F, 3m | 2100 | 3500 | 30 Years
|  | Fiber Optic Adapter | Adapter SM
|  |  | F-AD-ST9 | ST Adapter SM | 21 | 35 | 1 Years
|  |  | F-AD-SC9-SX | SC Adapter Simplex SM | 21 | 35 | 1 Years
|  |  | F-AD-SC9-DX | SC Adapter Duplex SM | 42 | 70 | 1 Years
|  |  | F-AD-LC9-SX | LC Adapter Simplex SM | 21 | 35 | 1 Years
|  |  | F-AD-LC9-DX | LC Adapter Duplex SM | 42 | 70 | 1 Years
|  |  | F-AD-LC9-QX | LC Adapter Quad SM | 72 | 120 | 1 Years
|  |  | F-AD-FC9 | FC Adapter SM | 21 | 35 | 1 Years
Adapter MM
|  |  | F-AD-ST5 | ST Adapter MM | 21 | 35 | 1 Years
|  |  | F-AD-SC5-SX | SC Adapter Simplex MM | 21 | 35 | 1 Years
|  |  | F-AD-SC5-DX | SC Adapter Duplex MM | 42 | 70 | 1 Years
|  |  | F-AD-LC5-SX | LC Adapter Simplex MM | 21 | 35 | 1 Years
|  |  | F-AD-LC5-DX | LC Adapter Duplex MM | 42 | 70 | 1 Years
|  |  | F-AD-LC5-QX | LC Adapter Quad MM | 72 | 120 | 1 Years
|  |  | F-AD-LC5-QX-OM4 | LC Adapter Quad MM, OM4 | 102 | 170 | 1 Years
|  |  | F-AD-LC5-QX-XG | LC Adapter Quad MM, XG | 84 | 140 | 1 Years
|  |  | F-AD-FC5 | FC Adapter MM | 21 | 35 | 1 Years
Hybrid Adapter SM
|  |  | F-HAD-STFC9 | ST to FC Adapter, SM | 720 | 1200 | 1 Years
|  |  | F-HAD-SCFC9 | SC to FC Adapter, SM | 720 | 1200 | 1 Years
|  |  | F-HAD-STSC9 | ST to SC Adapter, SM | 720 | 1200 | 1 Years
|  | Fiber Optic Connecter | Connecter SM
|  |  | F-CN-ST9-SX | ST Connecter Simplex, SM | 21 | 35 | 1 Years
|  |  | F-CN-SC9-SX | SC Connecter Simplex, SM | 21 | 35 | 1 Years
|  |  | F-CN-SC9-DX | SC Connecter Duplex, SM | 42 | 70 | 1 Years
|  |  | F-CN-LC9-SX | LC Connecter Simplex, SM | 21 | 35 | 1 Years
|  |  | F-CN-LC9-DX | LC Connecter Duplex, SM | 42 | 70 | 1 Years
|  |  | F-CN-FC9-SX | FC Connecter Simplex, SM | 21 | 35 | 1 Years
Connecter MM
|  |  | F-CN-ST5-SX | ST Connecter Simplex, MM | 21 | 35 | 1 Years
|  |  | F-CN-SC5-SX | SC Connecter Simplex, MM | 21 | 35 | 1 Years
|  |  | F-CN-SC5-DX | SC Connecter Duplex, MM | 42 | 70 | 1 Years
|  |  | F-CN-LC5-SX | LC Connecter Simplex, MM | 21 | 35 | 1 Years
|  |  | F-CN-LC5-DX | LC Connecter Duplex, MM | 42 | 70 | 1 Years
|  |  | F-CN-FC5-SX | FC Connecter Simplex, MM | 21 | 35 | 1 Years
|  | Fiber Distribution (FDU) | Fiber Distribution (FDU)
|  |  | F-RMA-36 | Rack Mount Drawer, 3 Snap-Plate, 6-36Fiber, 1U (43x26x4.5 cm) | 1260 | 2100 | 1 Years
|  |  | F-RMA-72 | Rack Mount Drawer, 6 Snap-Plate, 6-72Fiber, 2U | 2100 | 3500 | 1 Years
|  |  | F-RMA-120 | Rack Mount Drawer, 10 Snap-Plate, 6-120Fiber, 4U | 3600 | 6000 | 1 Years
Wall Mount 24-48 Port
|  |  | F-WM-24 | Wall Mount, 2 Snap-Plate, 6-24Fiber (30x30x5 cm) | 840 | 1400 | 1 Years
|  |  | F-WM-48 | Wall Mount, 4 Snap-Plate, 6-48Fiber (30x30x10 cm) | 1560 | 2600 | 1 Years
|  | Adapter Plate | Plate for Adapter
|  |  | F-BK | Blank Plate | 21 | 35 | 1 Years
|  |  | F-3SC-DX | Adapter Plate 3xSC Duplex | 36 | 60 | 1 Years
|  |  | F-6SC-DX | Adapter Plate 6xSC Duplex | 36 | 60 | 1 Years
|  |  | F-6ST-SX | Adapter Plate 6xST Simplex | 36 | 60 | 1 Years
|  |  | F-12ST-SX | Adapter Plate 12xST Simplex | 36 | 60 | 1 Years
|  |  | F-6FC-SX | Adapter Plate 6xFC Simplex | 36 | 60 | 1 Years
|  |  | F-12FC-SX | Adapter Plate 12xFC Simplex | 36 | 60 | 1 Years
|  |  | F-3LC-DX | Adapter Plate 3xLC Duplex | 36 | 60 | 1 Years
|  |  | F-6LC-DX | Adapter Plate 6xLC Duplex | 36 | 60 | 1 Years
ST Adapter
|  |  | F-AP-6ST9-SX | Adapter Plate 6xST Simplex, SM | 168 | 280 | 1 Years
|  |  | F-AP-12ST9-SX | Adapter Plate 12xST Simplex, SM | 342 | 570 | 1 Years
|  |  | F-AP-6ST5-SX | Adapter Plate 6xST Simplex, MM | 168 | 280 | 1 Years
|  |  | F-AP-12ST5-SX | Adapter Plate 12xST Simplex, MM | 342 | 570 | 1 Years
FC Adapter
|  |  | F-AP-6FC9-SX | Adapter Plate 6xFC Simple, SM | 168 | 280 | 1 Years
|  |  | F-AP-12FC9-SX | Adapter Plate 12xFC Simplex, SM | 342 | 570 | 1 Years
|  |  | F-AP-6FC5-SX | Adapter Plate 6xFC Simplex, MM | 168 | 280 | 1 Years
|  |  | F-AP-12FC5-SX | Adapter Plate 12xFC Simplex, MM | 342 | 570 | 1 Years
LC Adapter
|  |  | F-AP-3LC9-DX | Adapter Plate 3xLC Duplex SM | 210 | 350 | 1 Years
|  |  | F-AP-6LC9-DX | Adapter Plate 6xLC Duplex SM | 390 | 650 | 1 Years
|  |  | F-AP-3LC5-DX | Adapter Plate 3xLC Duplex MM | 210 | 350 | 1 Years
|  |  | F-AP-6LC5-DX | Adapter Plate 6xLC Duplex MM | 390 | 650 | 1 Years
|  | Fiber Optic Closure | Closure
|  |  | F-FOC-S | F.O Splice Closure, In-Line Type, Under Water, 44 Core | 2100 | 3500 | 1 Years
|  |  | F-FOC-SS | F.O Splice Closure, In-Line Type, Under Water, 72 Core | 2820 | 4700 | 1 Years
|  |  | F-FOC-M | F.O Splice Closure, In-Line Type, Under Water, 144 Core | 3540 | 5900 | 1 Years
|  |  | F-CS12-IL | F.O. Splice Closure, In-Line Type, 12Cores / 1 Tray(12Fiber) | 570 | 950 | 1 Years
|  |  | F-CS24-IL | F.O. Splice Closure, In-Line Type, 24Cores / 2 Tray(12Fiber) | 720 | 1200 | 1 Years
|  |  | F-CS48-IL | F.O. Splice Closure, In-Line Type, 48Cores / 2 Tray(24Fiber) | 1050 | 1750 | 1 Years
|  |  | F-CS96-IL | F.O. Splice Closure, In-Line Type, 96Cores / 4 Tray (24Fiber) | 1380 | 2300 | 1 Years
|  |  | F-CS24-D | F.O. Splice Closure, Dome Type, 24Cores / 2 Tray (12 Fiber) | 840 | 1400 | 1 Years
|  |  | F-CS48-D | F.O. Splice Closure, Dome Type, 48Cores / 2 Tray (24 Fiber) | 1050 | 1750 | 1 Years
|  |  | F-CS96-D | F.O. Splice Closure, Dome Type, 96Cores / 4 Tray (24 Fiber ) | 1380 | 2300 | 1 Years
|  | Optical Fiber Distribution Frame | Optical Fiber Distribution Frame
|  |  | F-GPX82-1-2-1CW | Optical Fiber Distribution Frame (144-576 ) | call | call
|  |  | F-GPX82-1-2-6CW-144 | Optical Fiber Distribution Frame 144 Core 2000*600*300 | 15600 | 26000 | 1 Years
|  |  | F-GPX82-1-2-5CW-246 | Optical Fiber Distribution Frame 216 Core 2200*600*300 | 19800 | 33000 | 1 Years
|  |  | F-GPX82-1-2-4CW-288 | Optical Fiber Distribution Frame 288 Core 2600*600*300 | 21600 | 36000 | 1 Years
|  |  | F-GPX82-1-2-3CW-288 | Optical Fiber Distribution Frame 288 Core 2000*900*300 | 23400 | 39000 | 1 Years
|  |  | F-GPX82-1-2-2CW-432 | Optical Fiber Distribution Frame 432 Core 2200*900*300 | 30000 | 50000 | 1 Years
|  |  | F-GPX82-1-2-1CW-567 | Optical Fiber Distribution Frame 576 Core 2600*900*300 | 31800 | 53000 | 1 Years
|  |  | F-GPX82-4 | Optical Fiber Distribution Frame ( 504-1440 ) | call | call | 1 Years
|  |  | F-GPX82-4-3CW-504 | Optical Fiber Distribution Frame 504 Core 2000*840*300 | call | call | 1 Years | Max Capacity (FC)
|  |  | F-GPX82-4-2CW-576 | Optical Fiber Distribution Frame 576 Core 2200*840*300 | call | call | 1 Years
|  |  | F-GPX82-4-1CW-720 | Optical Fiber Distribution Frame 720 Core 2600*840*300 | call | call | 1 Years
|  |  | F-GPX82-4-3CW-1008 | Optical Fiber Distribution Frame 1008 Core 2000*840*300 | call | call | 1 Years | Max Capacity (LC/SC)
|  |  | F-GPX82-4-2CW-1152 | Optical Fiber Distribution Frame 1152 Core 2200*840*300 | call | call | 1 Years
|  |  | F-GPX82-4-1CW-1440 | Optical Fiber Distribution Frame 1440 Core 2600*840*300 | call | call | 1 Years
|  |  | F-GPX09S | Optical Fiber Distribution Frame (1296-1728 ) | call | call | 1 Years
|  |  | F-GPX09S-1CW-1296 | Optical Fiber Distribution Frame 1296 Core 2000*880*300 | call | call | 1 Years
|  |  | F-GPX09S-2CW-1440 | Optical Fiber Distribution Frame 1440 Core 2200*880*300 | call | call | 1 Years
|  |  | F-GPX09S-3CW-1728 | Optical Fiber Distribution Frame 1728 Core 2600*880*300 | call | call | 1 Years
|  | FTTH Cable | FTTX Strand Drop Wire Round
|  |  | F-FTTX-SDR-01 | FTTX Strand Drop Wire Round 1 Core | 3 | 5 | 30 Years
|  |  | F-FTTX-SDR-02 | FTTX Strand Drop Wire Round 2 Core | 3.6 | 6 | 30 Years | TOT, CAT
|  |  | F-FTTX-SDR-04 | FTTX Strand Drop Wire Round 4 Core | 4.2 | 7 | 30 Years
FTTX Strand Drop Wire Flat
|  |  | F-FTTX-SDF-01 | FTTX Strand Drop Wire Flat 1 Core | 1.5 | 2.5 | 30 Years
|  |  | F-FTTX-SDF-02 | FTTX Strand Drop Wire Flat 2 Core | 2.1 | 3.5 | 30 Years
|  |  | F-FTTX-SDF-04 | FTTX Strand Drop Wire Flat 4 Core | 2.7 | 4.5 | 30 Years
FTTX Strand Fig-8 Drop Wire Flat
|  |  | F-FTTX-SDF8-01 | FTTX Strand Fig-8 Drop Wire Flat 1 Core | 1.8 | 3 | 30 Years
|  |  | F-FTTX-SDF8-02 | FTTX Strand Fig-8 Drop Wire Flat 2 Core | 2.4 | 4 | 30 Years
|  |  | F-FTTX-SDF8-04 | FTTX Strand Fig-8 Drop Wire Flat 4 Core | 3 | 5 | 30 Years
|  | Accessorier for FTTH | FTTH Terminal Box (Indoor)
|  |  | F-FTTH-BOX-01 | FTTH Terminal Box, 1 Port | 36 | 60 | 1 Years
|  |  | F-FTTH-BOX-02 | FTTH Terminal Box, 2 Port | 42 | 70 | 1 Years
|  |  | F-FTTH-BOX-04 | FTTH Terminal Box, 4 Port | 210 | 350 | 1 Years
|  |  | F-FTTH-CL-Box | Fiber Optic Cable-Coling Box, 15m | 330 | 550 | 1 Years
|  |  | F-FTTH-NB | Multimedia Empty Metal Box H:550mm, W540mm, D:200mm | 1380 | 2300 | 1 Years
Wall Mount Outdoor (Plastic Box)
|  |  | F-WM-FTTH-02 | Wall Mount Outdoor, Plastic, Fiber Optic Box For FTTH Cable for 2 Core | 570 | 950 | 1 Years
|  |  | F-WM-FTTH-04 | Wall Mount Outdoor, Plastic, Fiber Optic Box For FTTH Cable for 4 Core | 840 | 1400 | 1 Years
|  |  | F-WM-FTTH-08 | Wall Mount Outdoor, Plastic, Fiber Optic Box For FTTH Cable for 8 Core | 1260 | 2100 | 1 Years
|  |  | F-WM-FTTH-08-PLC | Wall Mount Outdoor, Plastic, Fiber Optic Box For FTTH Cable for 8 Core with PLC | 1800 | 3000 | 1 Years
|  |  | F-WM-FTTH-16 | Wall Mount Outdoor, Plastic, Fiber Optic Box For FTTH Cable for 16 Core | 1800 | 3000 | 1 Years
|  |  | F-WM-FTTH-16-PLC | Wall Mount Outdoor, Plastic, Fiber Optic Box For FTTH Cable for 16 Core with PLC | 2820 | 4700 | 1 Years
|  |  | F-WM-FTTH-24 | Wall Mount Outdoor, Plastic, Fiber Optic Box For FTTH Cable for 24 Core | 2460 | 4100 | 1 Years
Wall Mount Outdoor (Metal)
|  |  | F-WMB-24 | Wall Mount Outdoor, Metal Fiber Optic Distribution Box, 24 Core | 1740 | 2900 | 1 Years
|  |  | F-WMB-48 | Wall Mount Outdoor, Metal, Fiber Optic Distribution Box, 48Core | 2460 | 4100 | 1 Years
|  |  | F-WMB-72 | Wall Mount Outdoor, Metal, Fiber Optic Distribution Box, 72 Core | 3180 | 5300 | 1 Years
Cabinet Wall Mount Outdoor
|  |  | F-WMC-96-XX | Wall Mount Outdoor Fiber Optic Cabinet 96 Core(Splicing type) | 6900 | 11500 | 1 Years | XX = SC, LC, FC
|  |  | F-WMC-96-PLC | Wall Mount Outdoor Fiber Optic Cabinet 96 Core(PLC Tray type) | 7800 | 13000 | 1 Years
Stand Fiber Optic Cabinet
|  |  | F-FRO-96-XX | Stand Fiber Optic Cabinet 96 Core(Splicing type) | 8400 | 14000 | 1 Years | XX = SC, LC, FC
|  |  | F-FRO-96-PLC | Stand Fiber Optic Cabinet 96 Core(PLC Tray type) | 9000 | 15000 | 1 Years
|  |  | F-FRO-144-XX | Stand Fiber Optic Cabinet 144 Core(Splicing type) | 12600 | 21000 | 1 Years | XX = SC, LC, FC
|  |  | F-FRO-144-PLC | Stand Fiber Optic Cabinet 144 Core(PLC Tray type) | 13200 | 22000 | 1 Years
|  |  | F-FRO-288-XX | Stand Fiber Optic Cabinet 288 Core(Splicing type) | 17400 | 29000 | 1 Years | XX = SC, LC, FC
|  |  | F-FRO-288-PLC | Stand Fiber Optic Cabinet 288 Core(PLC Tray type) | 18000 | 30000 | 1 Years
PLC Splitter Tray SC type
|  |  | F-STB-08-PLC | 1x8 PLC Splitter (SC UPC type) | 660 | 1100 | 1 Years
|  |  | F-STB-08-APLC | 1x8 PLC Splitter (SC APC type) | 660 | 1100 | 1 Years
|  |  | F-STB-16-PLC | 1x16 PLC Splitter (SC UPC type) | 1380 | 2300 | 1 Years
|  |  | F-STB-16-APLC | 1x16 PLC Splitter (SC APC type) | 1380 | 2300 | 1 Years
Blockless PLC Splitter
|  |  | F-BPLC-APC-SC-0102-01 | Blockless PLC Splitter 1x2, SC/APC, 1m | 228 | 380 | 1 Years
|  |  | F-BPLC-APC-SC-0104-01 | Blockless PLC Splitter 1x4, SC/APC, 1m | 270 | 450 | 1 Years
|  |  | F-BPLC-APC-SC-0108-01 | Blockless PLC Splitter 1x8, SC/APC, 1m | 360 | 600 | 1 Years
|  |  | F-BPLC-APC-SC-0116-01 | Blockless PLC Splitter 1x16, SC/APC, 1m | 600 | 1000 | 1 Years
|  |  | F-BPLC-APC-SC-0132-01 | Blockless PLC Splitter 1x32, SC/APC, 1m | 1200 | 2000 | 1 Years
|  |  | F-BPLC-APC-LC-0102-01 | Blockless PLC Splitter 1x2, LC/APC, 1m | 240 | 400 | 1 Years
|  |  | F-BPLC-APC-LC-0104-01 | Blockless PLC Splitter 1x4, LC/APC, 1m | 300 | 500 | 1 Years
|  |  | F-BPLC-APC-LC-0108-01 | Blockless PLC Splitter 1x8, LC/APC, 1m | 360 | 600 | 1 Years
|  |  | F-BPLC-APC-LC-0116-01 | Blockless PLC Splitter 1x16, LC/APC, 1m | 600 | 1000 | 1 Years
|  |  | F-BPLC-APC-LC-0132-01 | Blockless PLC Splitter 1x32, LC/APC, 1m | 1260 | 2100 | 1 Years
Module Type PLC Splitter
|  |  | F-MPLC-APC-SC-0102-01 | Module Type PLC Splitter 1x2, SC/APC, 2m | 270 | 450 | 1 Years
|  |  | F-MPLC-APC-SC-0104-01 | Module Type PLC Splitter 1x4, SC/APC, 2m | 330 | 550 | 1 Years
|  |  | F-MPLC-APC-SC-0108-01 | Module Type PLC Splitter 1x8, SC/APC, 2m | 480 | 800 | 1 Years
|  |  | F-MPLC-APC-SC-0116-01 | Module Type PLC Splitter 1x16, SC/APC, 2m | 780 | 1300 | 1 Years
|  |  | F-MPLC-APC-SC-0132-01 | Module Type PLC Splitter 1x32, SC/APC, 2m | 1500 | 2500 | 1 Years
|  |  | F-MPLC-APC-LC-0102-01 | Module Type PLC Splitter 1x2, LC/APC, 2m | 330 | 550 | 1 Years
|  |  | F-MPLC-APC-LC-0104-01 | Module Type PLC Splitter 1x4, LC/APC, 2m | 360 | 600 | 1 Years
|  |  | F-MPLC-APC-LC-0108-01 | Module Type PLC Splitter 1x8, LC/APC, 2m | 480 | 800 | 1 Years
|  |  | F-MPLC-APC-LC-0116-01 | Module Type PLC Splitter 1x16, LC/APC, 2m | 780 | 1300 | 1 Years
|  |  | F-MPLC-APC-LC-0132-01 | Module Type PLC Splitter 1x32, LC/APC, 2m | 1500 | 2500 | 1 Years
Patch Cord APC
|  |  | F-APC-SCSC9-3-DX | Patch Cord SC-SC, , APC, SM 9/125um, Duplex, 3M | 150 | 250 | 30 Years
|  |  | F-APC-SCFC9-3-DX | Patch Cord SC-FC, APC, SM 9/125um, Duplex, 3M | 150 | 250 | 30 Years
|  |  | F-APC-FCFC9-3-DX | Patch Cord FC-FC, APC, SM 9/125um, Duplex, 3M | 150 | 250 | 30 Years
Patch Cord outdoor APC
|  |  | F-APC-OSCSC9-3-DX | Patch Cord Out door SC-SC, APC, SM 9/125um, Duplex, 3M | 210 | 350 | 30 Years
|  |  | F-APC-OSCSC9-5-DX | Patch Cord Out door SC-SC, APC, SM 9/125um, Duplex, 5M | 240 | 400 | 30 Years
|  |  | F-APC-OSCSC9-10-DX | Patch Cord Out door SC-SC, APC, SM 9/125um, Duplex, 10M | 300 | 500 | 30 Years
|  |  | F-APC-OSCSC9-15-DX | Patch Cord Out door SC-SC, APC, SM 9/125um, Duplex, 15M | 384 | 640 | 30 Years
|  |  | F-APC-OSCSC9-20-DX | Patch Cord Out door SC-SC, APC, SM 9/125um, Duplex, 20M | 450 | 750 | 30 Years
|  |  | F-APC-OSCSC9-25-DX | Patch Cord Out door SC-SC, APC, SM 9/125um, Duplex, 25M | 510 | 850 | 30 Years
Pigtail APC
|  |  | F-PT-APCSC9-0.9mm/2mm | Pigtail SC, APC, SM 9/125um (900um Jacket)/ (2mm Jacket) | 42 | 70 | 30 Years
|  |  | F-PT-APCFC9-0.9mm/2mm | Pigtail FC, APC, SM 9/125um (900um Jacket)/ (2mm Jacket) | 42 | 70 | 30 Years
Adapter APC
|  |  | F-AD-APCSC9-SX | SC Adapter Simplex , APC, SM | 27 | 45 | 30 Years
|  |  | F-AD-APCSC9-DX | SC Adapter Duplex , APC, SM | 27 | 45 | 30 Years
|  |  | F-AD-APCFC9 | FC Adapter S, APC, M | 27 | 45 | 30 Years
Fast Connector
|  |  | F-FC-SC-UPC | SC Fast Connector UPC | 36 | 60 | 30 Years
|  |  | F-FC-SC-APC | SC Fast Connector APC | 36 | 60 | 30 Years
|  | FTTH Closure | FTTH Closure
|  |  | F-CS01-FTTH | F.O. Splice Closure for FTTH ,01 Core | 138 | 230 | 1 Years
|  |  | F-CS04-FTTH | F.O. Splice Closure for FTTH ,04 Core | 330 | 550 | 1 Years
|  |  | F-CS-FTTH | F.O. Splice Closure for FTTH up 16-24 subscribers and 96 splicing points | 1680 | 2800 | 1 Years
|  |  | F-CS02PLC-FTTH | F.O. Splice Closure for FTTH 2 Subscribers PLC Splitter | 1020 | 1700 | 1 Years
|  |  | F-CS04PLC-FTTH | F.O. Splice Closure for FTTH 4 Subscribers PLC Splitter | 1380 | 2300 | 1 Years
|  |  | F-CS08PLC-FTTH | F.O. Splice Closure for FTTH 8 Subscribers PLC Splitter | 1740 | 2900 | 1 Years
|  |  | F-CS16PLC-FTTH | F.O. Splice Closure for FTTH 16 Subscribers PLC Splitter | 2460 | 4100 | 1 Years
|  | FTTA | FTTA Cable
|  |  | F-FTTA-I/O | FTTA Indoor/Outdoor cable | Call | Call | 30 Years
|  |  | F-FTTA-I/OA | FTTA Indoor/Outdoor cable Armored 2*0.9mm. | Call | Call | 30 Years
|  |  | F-FTTA-I/OA-A | FTTA Indoor/Outdoor cable Armored 2*2.0mm. SUS Armored | Call | Call | 30 Years
|  |  | F-FTTA-I/OA-B | FTTA Indoor/Outdoor cable Armored 2*2.0mm. Steel Armored | Call | Call | 30 Years
|  |  | F-FTTA-I/OA-C | FTTA Indoor/Outdoor cable Armored 2*2.0mm. Double Jacket | Call | Call | 30 Years
CPRI
|  |  | F-FTTA-CPRI-LCLC-XX | CPRI LC-LC Outdoor Cable | Call | Call | 30 Years
|  |  | F-FTTA-CPRI-LCSC-XX | CPRI LC-SC Outdoor Cable | Call | Call | 30 Years
NSN Boot
|  |  | F-FTTA-NSN-LC-9090-XX | NSN boot dulex LC Fiber Optic Jumper Specification (90-90) | Call | Call | 30 Years
|  |  | F-FTTA-NSN-LC-90180-XX | NSN boot dulex LC Fiber Optic Jumper Specification (180-180) | Call | Call | 30 Years
|  |  | F-FTTA-NSN-LC-90180-XX | NSN boot dulex LC Fiber Optic Jumper Specification (90-180) | Call | Call | 30 Years
Patch Cord (FULLX)
|  |  | F-FTTA-FULLX-LCWP-XX | FULLX(LC-Water proof) Outdoor Cable Assemblies Specification | Call | Call | 30 Years
|  |  | F-FTTA-FULLX-WPWP-XX | FULLX(Water proof-Water proof) Outdoor Cable Assemblies Specification | Call | Call | 30 Years
IPFX
|  |  | F-FTTA-IPFX-LC-XX | IPFX LC Outdoor Cable | Call | Call | 30 Years
|  |  | F-FTTA-IPFX-SC-XX | IPFX SC Outdoor Cable | Call | Call | 30 Years
|  |  | F-FTTA-IPFX-MPO-XX | IPFX MPO Outdoor Cable | Call | Call | 30 Years
ODVA
|  |  | F-FTTA-ODVA-LC-XX | ODVA LC Outdoor Cable | Call | Call | 30 Years
|  |  | F-FTTA-ODVA-SC-XX | ODVA SC Outdoor Cable | Call | Call | 30 Years
|  |  | F-FTTA-ODVA-MPO-XX | ODVA MPO Outdoor Cable | Call | Call | 30 Years
|  |  | PDLC |  | Call | Call | 30 Years
|  |  | F-FTTA-PDLC-PDPD-XX | PDLC Outddoor cable (water proof) | Call | Call | 30 Years
|  |  | F-FTTA-PDLC-PDLC-XX | PDLC Outddoor cable (LC-water proof)
Mini IP
|  |  | F-MINIIP-LC-XX | Mini IP LC | Call | Call | 30 Years
|  |  | F-MINIIP-SC-XX | Mini IP SC | Call | Call | 30 Years
|  |  | F-MINIIP-MPO-XX | Mini IP MPO | Call | Call | 30 Years
| UTP | UTP Cable Indoor | CAT5e cable
|  |  | L-UI5-SJ-CMX | Cat5e UTP Cable 24AWG, Copper 0.48 mm, 100MHz, CMX, White | 2700 | 4500 | 30 Years | 305 M/BOX
|  |  | L-UI5-SJ-CMR | Cat5e UTP Cable 24AWG, 350MHz, CMR, White | 2850 | 4750 | 30 Years | 305 M/BOX
CAT6 cable
|  |  | L-UI6-SJ-CMR | Cat6 UTP Cable 23AWG,Copper 0.55 600MHz, CMR, Bule | 3900 | 6500 | 30 Years | 305 M/BOX
|  |  | L-UI6-SJ-LSZH | Cat6 UTP Cable 23AWG,Copper 0.55 600MHz, LSZH, Purple | 3780 | 6300 | 30 Years | 305 M/BOX
CaAT6A cable
|  |  | L-UI6A-SJ-CMR | Cat6A UTP Cable 23AWG, Copper 0.57mm, 550MHz, CMR,Purple | 4560 | 7600 | 30 Years | 305 M/BOX
|  |  | L-UI6A-SJ-FTP | Cat6A UTP Cable 23AWG, Copper 0.57mm, 550MHz, FTP, Purple | 4980 | 8300 | 30 Years | 305 M/BOX
|  | UTP Cable Outdoor | CAT5e cable
|  |  | L-UO5-SJ | Cat5e UTP Cable, Outdood Single Jacket, 24AWG, 350MHz, | 990 | 1650 | 30 Years | 305 M/BOX
|  |  | L-UO5-DJ | Cat5e UTP Cable, Outdood Double Jacket, 24AWG, 350MHz, | 3210 | 5350 | 30 Years | 305 M/BOX
CAT6 cable
|  |  | L-UO6-SJ | Cat6 UTP Cable, Outdood Single Jacket, 23AWG | 3930 | 6550 | 30 Years | 305 M/BOX
|  |  | L-UO6-DJ | Cat6 UTP Cable, Outdood , Double Jacket, 23AWG | 4260 | 7100 | 30 Years | 305 M/BOX
|  | UTP Cable Outdoor (Drop wire) | CAT5e cable
|  |  | L-UO5-SJ | Cat5e UTP Cable, Outdood Drop Wrie, Single Jacket, 24AWG, 350MHz | 990 | 1650 | 30 Years | 305 M/BOX
|  |  | L-UO5-DJ | Cat5e UTP Cable, Outdood Drop Wrie, Double Jacket, 24AWG, 350MHz | 3210 | 5350 | 30 Years | 305 M/BOX
|  |  | L-UO5-DW2P-DJ | Cat5e UTP Cable, Outdood Drop Wrie with 2Power, Double Jacket, 24AWG, 350MHz | 5700 | 9500 | 30 Years | 305 M/BOX
CAT6 cable
|  |  | L-UO6-DW-DJ | Cat6 UTP Cable, Outdood Double Jacket, Drop Wrie, 23AWG, 600MHz, | 4650 | 7750 | 30 Years | 305 M/BOX
|  |  | L-UO6-DW2P-DJ | Cat6 UTP Cable, Outdood Drop Wrie with 2Power, Double Jacket, 24AWG 600MHz | 6000 | 10000 | 30 Years | 305 M/BOX
|  | UTP Patch Cord Indoor | Patch Cord CAT5e UTP
|  |  | L-PC-U5-1-X | Cat5e Patch Cord RJ45 to RJ45 1M | 51 | 85 | 30 Years
|  |  | L-PC-U5-2-X | Cat5e Patch Cord RJ45 to RJ45 2M | 57 | 95 | 30 Years
|  |  | L-PC-U5-3-X | Cat5e Patch Cord RJ45 to RJ45 3M | 63 | 105 | 30 Years
Patch Cord CAT6 UTP
|  |  | L-PC-U6-1-X | Cat6 Patch Cord RJ45 to RJ45 1M | 78 | 130 | 30 Years
|  |  | L-PC-U6-2-X | Cat6 Patch Cord RJ45 to RJ45 2M | 84 | 140 | 30 Years
|  |  | L-PC-U6-3-X | Cat6 Patch Cord RJ45 to RJ45 3M | 114 | 190 | 30 Years
Patch Cord CAT6A UTP
|  |  | L-PC-US6A-1-X | Cat6A Patch Cord Slim, RJ45 to RJ45 1M | 84 | 140 | 30 Years
|  |  | L-PC-US6A-2-X | Cat6A Patch Cord Slim, RJ45 to RJ45 2M | 84 | 140 | 30 Years
|  |  | L-PC-US6A-3-X | Cat6A Patch Cord Slim, RJ45 to RJ45 3M | 72 | 120 | 30 Years
Patch Cord CAT6A STP
|  |  | L-PC-US6AS-1-X | Cat6A STP Patch Cord Slim, RJ45 to RJ45 1M | 72 | 120 | 30 Years
|  |  | L-PC-US6AS-2-X | Cat6A STP Patch Cord Slim, RJ45 to RJ45 2M | 84 | 140 | 30 Years
|  |  | L-PC-US6AS-3-X | Cat6A STP Patch Cord Slim, RJ45 to RJ45 3M | 90 | 150 | 30 Years
|  | UTP Patch Cord Outdoor | Patch Cord CAT5e UTP Outdoor
|  |  | L-PC-UO5-1-X | Cat5e Patch Cord, Outdoor, RJ45 to RJ45 1M | 57 | 95 | 30 Years
|  |  | L-PC-UO5-2-X | Cat5e Patch Cord, Outdoor, RJ45 to RJ45 2M | 63 | 105 | 30 Years
|  |  | L-PC-UO5-3-X | Cat5e Patch Cord, Outdoor, RJ45 to RJ45 3M | 72 | 120 | 30 Years
Patch Cord CAT6 UTP Outdor
|  |  | L-PC-UO6-1-X | Cat6 Patch Cord, Outdoor, RJ45 to RJ45 1M | 90 | 150 | 30 Years
|  |  | L-PC-UO6-2-X | Cat6 Patch Cord, Outdoor, RJ45 to RJ45 2M | 114 | 190 | 30 Years
|  |  | L-PC-UO6-3-X | Cat6 Patch Cord, Outdoor, RJ45 to RJ45 3M | 126 | 210 | 30 Years
|  | Patch Panel | Patch Panel Cat5e
|  |  | L-PP-U5-24 | 19" 1U UTP Patch Panel CAT5E, 24 Ports, Krone&110 Dual IDC, With back bar | 720 | 1200 | 1 Years
|  |  | L-PP-U5-48 | 19" 1U UTP Patch Panel CAT5E, 48 Ports, Krone&110 Dual IDC, With back bar | 1380 | 2300 | 1 Years
Patch Panel Cat6
|  |  | L-PP-U6-24 | 19" 1U UTP Patch Panel CAT6, 24 Ports, Krone&110 Dual IDC, With back bar | 1020 | 1700 | 1 Years
|  |  | L-PP-U6-48 | 19" 1U UTP Patch Panel CAT6, 48 Ports, Krone&110 Dual IDC, With back bar | 1800 | 3000 | 1 Years
Patch Panel Cat6A
|  |  | L-PP-U6A-24 | 19" 1U UTP Patch Panel CAT6A, 24 Ports, Krone&110 Dual IDC, With back bar | 2700 | 4500 | 1 Years
Patch Panel Unload
|  |  | L-PP-U-UL-24 | 19" 1U UTP Patch Panel Unload, Blank 24 ports for Keystone Jack, With back bar | 420 | 700 | 1 Years
|  |  | L-PP-U-UL-24-FTP | 19" 1U UTP Patch Panel Unload,1U 24PORT FTP Blank Patch Panel, With back bar | 720 | 1200 | 1 Years
RJ45 Modular Plug
|  |  | L-MP-U6 | UTP CAT6 8P8C Modular Plug | 6 | 10 | 1 Years
|  |  | L-MP-U6-STP | UTP CAT6 8P8C Modular Plug, STP | 10.8 | 18 | 1 Years
|  |  | L-MP-U6A-STP | UTP CAT6A STP, 8P8C Modular Plug, UP:6pin, Down:2pin, Three-piece suit | 18 | 30 | 1 Years
|  | RJ45 Boots | L-PB-O | Plug Strain Relief Boot | 3 | 5 | 1 Years
|  |  | L-PB-XX | Plug Boot Colors | 2.1 | 3.5 | 1 Years
EZ RJ45 Modular Plug
|  |  | L-EZMP-U5 | EZ UTP CAT5E 8P8C Modular Plug | 4.2 | 7 | 1 Years
|  |  | L-EZMP-U6/A | EZ UTP CAT6 8P8C Modular Plug | 7.8 | 13 | 1 Years
|  |  | L-TL-MP-U6 | Tooless Modular Plug, CAT6 | 72 | 120 | 1 Years
|  |  | L-TL-MP-U6-STP | Tooless Modular Plug, CAT6, STP | 102 | 170 | 1 Years
|  |  | L-TL-MP-U6A-STP | Tooless Modular Plug, CAT6A, STP | 138 | 230 | 1 Years
RJ45 Keystone Jack
|  |  | L-KJ-U5 | CAT5E Keystone Jack Toolless Type, 90 Degree | 39 | 65 | 1 Years
|  |  | L-KJ-U6 | UTP CAT6 Keystone Jack Toolless Type, 90 Degree | 48 | 80 | 1 Years
|  |  | L-KJ-U6A | UTP CAT6A Keystone Jack Toolless Type, 180 Degree | 72 | 120 | 1 Years
|  |  | L-KJ-U6A-FTP | UTP CAT6A FTP, Keystone Jack Toolless Type, 180 Degree | 102 | 170 | 1 Years
|  | Multimedia Jack | L-KJ-HDMI | HDMI Keystone Jack | 72 | 120 | 1 Years
|  |  | L-KJ-USB2.0 | USB Keystone Jack USB 2.0 A Female to A Female | 48 | 80 | 1 Years
|  |  | L-KJ-CATV | Coaxial TV Keystone Jack | 39 | 65 | 1 Years
|  |  | L-KJ-BNC-FF | Keystone Jack Module BNC Female to Female | 42 | 70 | 1 Years
|  |  | L-KJ-FO-SC | Fiber Optic SC Adapter Keystone Jack | 138 | 230 | 1 Years
|  |  | L-KJ-RCA-FF | Keystone Jack Modular RCA female to female (Gold Plated ) | 42 | 70 | 1 Years
|  |  | L-KJ-BJ-BR | Keystone Jack Banana Jack Black Ring | 39 | 65 | 1 Years
|  |  | L-KJ-BJ-RR | Keystone Jack Banana Jack Red Ring | 39 | 65 | 1 Years
|  |  | L-KJ-ST-FF | Keystone Jack 3.5mm Stereo Female to Female | 42 | 70 | 1 Years
|  |  | L-KJ-BK | Blank Insert for Wall Plate | 10.2 | 17 | 1 Years
|  | Face Plate & Box | L-FP-01 | Face Plate, 1Port Size 70x115mm | 12 | 20 | 1 Years
|  |  | L-FP-02 | Face Plate, 2Port Size 70x115mm | 12 | 20 | 1 Years
|  |  | L-FP-04 | Face Plate, 4Port Size 70x115mm | 21 | 35 | 1 Years
|  |  | L-FPL-01 | Face Plate, 1Port with label Size 70x115mm | 15 | 25 | 1 Years
|  |  | L-FPL-02 | Face Plate, 2Port with label Size 70x115mm | 18 | 30 | 1 Years
|  |  | L-FPL-04 | Face Plate, 4Port with label Size 70x115mm | 21 | 35 | 1 Years
|  | Box | L-Box-01 | Wall Mount Box | 16.8 | 28 | 1 Years
|  | Surface Box | L-SFB-01 | Surface Box 1 Port | 27 | 45 | 1 Years
|  |  | L-SFB-01 | Surface Box 2 Port | 36 | 60 | 1 Years
|  | Floor Socket | L-FS01-PRJ | Floor Socket, 1pcs Universal Socket and RJ45 Jack | 720 | 1200 | 1 Years
|  |  | L-FS02-PRJ | Floor Socket, 2pcs Universal Socket and RJ45 Jack | 840 | 1400 | 1 Years
| Rack and Cabitnet | Wall Mount | Fixed Model
|  | WCF 6U | R-WCF6-6040-BB/BG | 19" Glass Wall Rack Cabinet , 6U Depth 400 | 1980 | 3300 | 30 Years | G=สีเทา
|  |  | R-WCF6-6050-BB/BG | 19" Glass Wall Rack Cabinet , 6U Depth 500 | 2280 | 3800 | 30 Years | B=สีดำ
|  |  | R-WCF6-6060-BB/BG | 19" Glass Wall Rack Cabinet , 6U Depth 600 | 2340 | 3900 | 30 Years
|  | WCF 9U | R-WCF9-6040-BB/BG | 19" Glass Wall Rack Cabinet, 9U Depth 400 | 2280 | 3800 | 30 Years
|  |  | R-WCF9-6050-BB/BG | 19" Glass Wall Rack Cabinet, 9U Depth 500 | 2640 | 4400 | 30 Years
|  |  | R-WCF9-6060-BB/BG | 19" Glass Wall Rack Cabinet, 9U Depth 600 | 2730 | 4550 | 30 Years
|  | WCF 12U | R-WCF12-6040-BB/BG | 19" Glass Wall Rack Cabinet, 12U Depth 400 | 2670 | 4450 | 30 Years
|  |  | R-WCF12-6050-BB/BG | 19" Glass Wall Rack Cabinet, 12U Depth 500 | 2940 | 4900 | 30 Years
|  |  | R-WCF12-6060-BB/BG | 19" Glass Wall Rack Cabinet, 12U Depth 600 | 3120 | 5200 | 30 Years
|  |  | Swing Model |  | 0
|  | WCS 6U | R-WCS6-6040-BB/BG | 19" Glass Wall Rack Cabinet , 6U Depth 400 | 2280 | 3800 | 30 Years
|  |  | R-WCS6-6050-BB/BG | 19" Glass Wall Rack Cabinet , 6U Depth 500 | 2520 | 4200 | 30 Years
|  |  | R-WCS6-6060-BB/BG | 19" Glass Wall Rack Cabinet , 6U Depth 600 | 2640 | 4400 | 30 Years
|  | WCS 9U | R-WCS9-6040-BB/BG | 19" Glass Wall Rack Cabinet, 9U Depth 400 | 2580 | 4300 | 30 Years
|  |  | R-WCS9-6050-BB/BG | 19" Glass Wall Rack Cabinet, 9U Depth 500 | 2880 | 4800 | 30 Years
|  |  | R-WCS9-6060-BB/BG | 19" Glass Wall Rack Cabinet, 9U Depth 600 | 3060 | 5100 | 30 Years
|  | WCS 12U | R-WCS12-6040-BB/BG | 19" Glass Wall Rack Cabinet, 12U Depth 400 | 2880 | 4800 | 30 Years
|  |  | R-WCS12-6050-BB/BG | 19" Glass Wall Rack Cabinet, 12U Depth 500 | 3180 | 5300 | 30 Years
|  |  | R-WCS12-6060-BB/BG | 19" Glass Wall Rack Cabinet, 12U Depth 600 | 3420 | 5700 | 30 Years
Perfeorrate Model
|  | WCS 6U | R-WCP6-6040-BB | 19" Perfeorrate Stell Wall Rack Cabinet, 6U Depth 400 | 2340 | 3900 | 30 Years | B= สีดำ
|  |  | R-WCP6-6050-BB | 19" Perfeorrate Stell Wall Rack Cabinet, 6U Depth 500 | 2700 | 4500 | 30 Years
|  |  | R-WCP6-6060-BB | 19" Perfeorrate Stell Wall Rack Cabinet, 6U Depth 600 | 3060 | 5100 | 30 Years
|  | WCS 9U | R-WCP9-6040-BB | 19" Perfeorrate Stell Wall Rack Cabinet, 9U Depth 400 | 2880 | 4800 | 30 Years
|  |  | R-WCP9-6050-BB | 19" Perfeorrate Stell Wall Rack Cabinet, 9U Depth 500 | 3060 | 5100 | 30 Years
|  |  | R-WCP9-6060-BB | 19" Perfeorrate Stell Wall Rack Cabinet, 9U Depth 600 | 3240 | 5400 | 30 Years
|  | WCS 12U | R-WCP12-6040-BB | 19" Perfeorrate Stell Wall Rack Cabinet, 12U Depth 400 | 3420 | 5700 | 30 Years
|  |  | R-WCP12-6050-BB | 19" Perfeorrate Stell Wall Rack Cabinet, 12U Depth 500 | 3660 | 6100 | 30 Years
|  |  | R-WCP12-6060-BB | 19" Perfeorrate Stell Wall Rack Cabinet, 12U Depth 600 | 4200 | 7000 | 30 Years
|  | Open Rack | 42U
|  |  | R-OPA42 | Open Rack Type A 42 U | 4800 | 8000 | 30 Years
|  |  | R-OPB42 | Open Rack Type B 42 U | 3240 | 5400 | 30 Years
Network Rack Cabinet
|  | 15U | R-N15-6060-NFA | 19" Network Rack Cabinet, 15U Glass Door, Double Swing Steel Door, 600x600 | 6900 | 11500 | 30 Years
|  | 27U | R-N27-6060-NFA | 19" Network Rack Cabinet, 27U Glass Door, Double Swing Steel Door 600x600 | 8400 | 14000 | 30 Years
|  |  | R-N27-6080-NFA | 19" Network Rack Cabinet, 27U Glass Door, Double Swing Steel Door 600x800 | 9240 | 15400 | 30 Years
|  |  | R-N27-6010-NFA | 19" Network Rack Cabinet, 27U Glass Door, Double Swing Steel Door 600x1000 | 10200 | 17000 | 30 Years
|  | 36U | R-N36-6060-NFA | 19" Network Rack Cabinet, 36U Glass Door, Double Swing Steel Door 600x600 | 9240 | 15400 | 30 Years
|  |  | R-N36-6080-NFA | 19" Network Rack Cabinet, 36U Glass Door, Double Swing Steel Door 600x800 | 10200 | 17000 | 30 Years | ICT ข้อ 28
|  |  | R-N36-6011-NFA | 19" Network Rack Cabinet, 36U Glass Door, Double Swing Steel Door 600x1100 | 11700 | 19500 | 30 Years
|  |  | R-N36-8080-NFA | 19" Network Rack Cabinet, 36U Glass Door, Double Swing Steel Door 800x800 | 14700 | 24500 | 30 Years
|  |  | R-N36-8011-NFA | 19" Network Rack Cabinet, 36U Glass Door, Double Swing Steel Door 800x1100 | 15600 | 26000 | 30 Years
|  | 42U | R-N42-6060-NFA | 19" Network Rack Cabinet, 42U Glass Door, Double Swing Steel Door 600x600 | 10500 | 17500 | 30 Years
|  |  | R-N42-6080-NFA | 19" Network Rack Cabinet, 42U Glass Door, Double Swing Steel Door 600x800 | 12000 | 20000 | 30 Years
|  |  | R-N42-6011-NFA | 19" Network Rack Cabinet, 42U Glass Door, Double Swing Steel Door 600x1100 | 13200 | 22000 | 30 Years | ICT ข้อ 29
|  |  | R-N42-8080-NFA | 19" Network Rack Cabinet, 42U Glass Door, Double Swing Steel Door 800x800 | 15300 | 25500 | 30 Years
|  |  | R-N42-8011-NFA | 19" Network Rack Cabinet, 42U Glass Door, Double Swing Steel Door 800x1100 | 16500 | 27500 | 30 Years
Intelligent Data Center cabinet
|  | 36U | R-D36-6060-KLA | 19" IDC, 36U Curved Perforrated Door, Double Swing Door 600x600 | 15000 | 25000 | 30 Years
|  |  | R-D36-6080-KLA | 19" IDC, 36U Curved Perforrated Door, Double Swing Door 600x800 | 17700 | 29500 | 30 Years | 1000 Kg
|  |  | R-D36-6011-KLA | 19" IDC, 36U Curved Perforrated Door, Double Swing Door 600x1100 | 18300 | 30500 | 30 Years
|  |  | R-D36-8080-KLA | 19" IDC, 36U Curved Perforrated Door, Double Swing Door 800x800 | 19800 | 33000 | 30 Years
|  |  | R-D36-8011-KLA | 19" IDC, 36U Curved Perforrated Door, Double Swing Door 800x1100 | 20700 | 34500 | 30 Years
|  | 42U | R-D42-6060-KLA | 19" IDC, 42U Curved Perforrated Door, Double Swing Door 600x600 | 16200 | 27000 | 30 Years
|  |  | R-D42-6080-KLA | 19" IDC, 42U Curved Perforrated Door, Double Swing Door 600x800 | 17820 | 29700 | 30 Years
|  |  | R-D42-6010-KLA | 19" IDC, 42U Curved Perforrated Door, Double Swing Door 600x1000 | 19200 | 32000 | 30 Years
|  |  | R-D42-6011-KLA | 19" IDC, 42U Curved Perforrated Door, Double Swing Door 600x1100 | 20700 | 34500 | 30 Years | ICT ข้อ 30
|  |  | R-D42-8080-KLA | 19" IDC, 42U Curved Perforrated Door, Double Swing Door 800x800 | 21000 | 35000 | 30 Years
|  |  | R-D42-8010-KLA | 19" IDC, 42U Curved Perforrated Door, Double Swing Door 800x1000 | 21900 | 36500 | 30 Years
|  | 42U | R-D42-4D-8011-KLA | 19" IDC, 42U, 4 Door, Double Swing Door 800x1100 | 32100 | 53500 | 30 Years | 4 Door
|  |  | R-ID42-6012-KLA | 19" intelligent server cabinet, 42U Curved Perforrated Door, Double Swing Door 600x1200 | 28200 | 47000 | 30 Years
|  |  | R-ID42-8012-KLA | 19" intelligent server cabinet, 42U Curved Perforrated Door, Double Swing Door 800x1200 | 31800 | 53000 | 30 Years
Data Center Room
|  |  | R-MB-612 | Standard 600x1200 cold pool glass roof and mounting bracket | 15600 | 26000 | 30 Years
|  |  | R-MB-812 | Standard 800x1200 cold pool glass roof and mounting bracket | 17700 | 29500 | 30 Years
|  |  | R-SD-42 | Standard 42U600 wide sliding door cold pool | 28200 | 47000 | 30 Years
|  |  | R-SD-47 | Standard 47U600 wide sliding door cold pool | 35700 | 59500 | 30 Years
Outdoor Cabinet
|  | Rack Outdoor | R-OS15-6050-G | 19" Rack Outdoor 15U, 60x50cm | Call | Call | 30 Years
|  |  | R-OS15-6060-G | 19" Rack Outdoor 15U, 60x60cm | Call | Call | 30 Years
|  |  | R-OS27-6050-G | 19" Rack Outdoor 27U, 60x50cm | Call | Call | 30 Years
|  |  | R-OS27-6060-G | 19" Rack Outdoor 27U, 60x60cm | Call | Call | 30 Years
|  | Heavy Wall Rack Outdoor | R-HVOD6U-0640 | 19" Heavy Wall Rack Outdoor 6U, 60x40 cm | 6300 | 10500 | 30 Years
|  |  | R-HVOD6U-0650 | 19" Heavy Wall Rack Outdoor 6U, 60x50 cm | 7800 | 13000 | 30 Years
|  |  | R-HVOD6U-0660 | 19" Heavy Wall Rack Outdoor 6U, 60x60 cm | 8700 | 14500 | 30 Years
|  |  | R-HVOD9U-0640 | 19" Heavy Wall Rack Outdoor 9U, 60x40 cm | 7800 | 13000 | 30 Years
|  |  | R-HVOD9U-0650 | 19" Heavy Wall Rack Outdoor 9U, 60x50 cm | 8400 | 14000 | 30 Years
|  |  | R-HVOD9U-0660 | 19" Heavy Wall Rack Outdoor 9U, 60x60 cm | 9120 | 15200 | 30 Years
|  |  | R-HVOD12U-0640 | 19" Heavy Wall Rack Outdoor 12U, 60x40 cm | 8400 | 14000 | 30 Years
|  |  | R-HVO12U-0650 | 19" Heavy Wall Rack Outdoor 12U, 60x50 cm | 9240 | 15400 | 30 Years
|  |  | R-HVOD12U-0660 | 19" Heavy Wall Rack Outdoor 12U, 60x60 cm | 9900 | 16500 | 30 Years
|  |  | R-HVODS-40 | Stand for Wall Rack Outdoor Depth 40 cm | 3900 | 6500 | 30 Years
|  |  | R-HVODS-50 | Stand for Wall Rack Outdoor Depth 50 cm | 4200 | 7000 | 30 Years
|  |  | R-HVODS-60 | Stand for Wall Rack Outdoor Depth 60 cm | 4620 | 7700 | 30 Years
|  | Wall Cabinet Outdoor | Cabinet Type A 680 x 430 x 250 mm
Electro Galvanized
|  |  | R-OD-E12-A | Outdoor Steel Wall Cabinet Type A, Electro Galvanized Thick 1.2 |  |  | 30 Years | Part no. ใหม่
|  |  | R-OD-E15-A | Outdoor Steel Wall Cabinet Type A, Electro Galvanized Thick 1.5 |  |  | 30 Years | Part no. ใหม่
|  |  | R-OD-E20-A | Outdoor Steel Wall Cabinet Type A, Electro Galvanized Thick 2.0 |  |  | 30 Years | Part no. ใหม่
Stainless Steel
|  |  | R-OD-S12-A | Outdoor Steel Wall Cabinet Type A, Stainless Steel Thick 1.2 |  |  | 30 Years | Part no. ใหม่
|  |  | R-OD-S15-A | Outdoor Steel Wall Cabinet Type A, Stainless Steel Thick 1.5 |  |  | 30 Years | Part no. ใหม่
|  |  | R-OD-S20-A | Outdoor Steel Wall Cabinet Type A, Stainless Steel Thick 2.0 |  |  | 30 Years | Part no. ใหม่
Alumimium
|  |  | R-OD-A12-A | Outdoor Steel Wall Cabinet Type A, Alumimium Thick 1.2 |  |  | 30 Years | Part no. ใหม่
|  |  | R-OD-A15-A | Outdoor Steel Wall Cabinet Type A, Alumimium Thick 1.5 |  |  | 30 Years | Part no. ใหม่
|  |  | R-OD-A20-A | Outdoor Steel Wall Cabinet Type A, Alumimium Thick 2.0 |  |  | 30 Years | Part no. ใหม่
Cabinet Type B 740 x 500 x 250 mm
Electro Galvanized
|  |  | R-OD-E12-B | Outdoor Steel Wall Cabinet Type B, Electro Galvanized Thick 1.2 |  |  | 30 Years | Part no. ใหม่
|  |  | R-OD-E15-B | Outdoor Steel Wall Cabinet Type B, Electro Galvanized Thick 1.5 |  |  | 30 Years | Part no. ใหม่
|  |  | R-OD-E20-B | Outdoor Steel Wall Cabinet Type B, Electro Galvanized Thick 2.0 |  |  | 30 Years | Part no. ใหม่
Stainless Steel
|  |  | R-OD-S12-B | Outdoor Steel Wall Cabinet Type B, Stainless Steel Thick 1.2 |  |  | 30 Years | Part no. ใหม่
|  |  | R-OD-S15-B | Outdoor Steel Wall Cabinet Type B, Stainless Steel Thick 1.5 |  |  | 30 Years | Part no. ใหม่
|  |  | R-OD-S20-B | Outdoor Steel Wall Cabinet Type B, Stainless Steel Thick 2.0 |  |  | 30 Years | Part no. ใหม่
Alumimium
|  |  | R-OD-A12-B | Outdoor Steel Wall Cabinet Type B, Alumimium Thick 1.2 |  |  | 30 Years | Part no. ใหม่
|  |  | R-OD-A15-B | Outdoor Steel Wall Cabinet Type B, Alumimium Thick 1.5 |  |  | 30 Years | Part no. ใหม่
|  |  | R-OD-A20-B | Outdoor Steel Wall Cabinet Type B, Alumimium Thick 2.0 |  |  | 30 Years | Part no. ใหม่
Accessories for Rack and Cabinet
Power Bar
Power Bar Lighting Switch
|  |  | R-PWB-LP-04 | 4 Power Bar Universal, Lighting SW and Protection, Cable 2m | 480 | 800 | 1 Years
|  |  | R-PWB-LP-06 | 6 Power Bar Universal, Lighting SW and Protection, Cable 2m | 660 | 1100 | 1 Years
|  |  | R-PWB-LP-12 | 12 Power Bar Universal, Lighting SW and Protection, Cable 2m | 1260 | 2100 | 1 Years
Power Bar Circuit Breaker
|  |  | R-PWB-CB-06 | 6 Power Bar Universal, Circuit Breaker 16A, Cable 3m | 1020 | 1700 | 1 Years
|  |  | R-PWB-CB-12 | 12 Power Bar Universal, Circuit Breaker 16A, Cable 3m | 1560 | 2600 | 1 Years
|  |  | R-PWB-CB-20 | 20 Power Bar Universal, Circuit Breaker 16A, Cable 3m | 2100 | 3500 | 1 Years
|  |  | R-PWB-CB-24 | 24 Power Bar Universal, Circuit Breaker 32A, Cable 3m | 2400 | 4000 | 1 Years
Power Bar Circuit Breaker Industrial Plug
|  |  | R-PWB-CB-IP-06 | 6 Power Bar Universal, Circuit Breaker 16A, Industril Plug, Cable 2m | 1260 | 2100 | 1 Years
|  |  | R-PWB-CB-IP-12 | 12 Power Bar Universal, Circuit Breaker 16A, Industril Plug, Cable 3m | 1740 | 2900 | 1 Years
|  |  | R-PWB-CB-IP-20 | 20 Power Bar Universal, Circuit Breaker 16A, Industril Plug,Cable 3m | 2460 | 4100 | 1 Years
|  |  | R-PWR-CB-IP-24 | 24 Power Bar Universal, Circuit Breaker 32A, Industril Plug, Cable 3m | 2700 | 4500
Power Bar Intelligent PDU
|  |  | R-PWR-IT-06 | 06 Power Bar Universal, Intelligent PDU, 10A, 3m | 1680 | 2800 | 1 Years
|  |  | R-PWR-IT-12 | 12 Power Bar Universal, Intelligent PDU, 16A, 3m | 3180 | 5300 | 1 Years
|  |  | R-DT | Digital Temperature unit | 2700 | 4500 | 1 Years
Fix Shelf
|  |  | R-FS-40-B/G | Fix Shelf, 1.2mm Depth 400 For Wall Rack | 390 | 650 | 1 Years
|  |  | R-FS-50-B/G | Fix Shelf, 1.2mm Depth 500 For Wall Rack | 402 | 670 | 1 Years
|  |  | R-FS-60-B/G | Fix Shelf, 1.2mm Depth 600 For Wall Rack | 432 | 720 | 1 Years
|  |  | R-FS-60-B | Fix Shelf, 1.2mm Depth 600 | 420 | 700 | 1 Years
|  |  | R-FS-80-B | Fix Shelf, 1.2mm Depth 800 | 444 | 740 | 1 Years
|  |  | R-FS-100-B | Fix Shelf, 1.2mm Depth 1000 | 480 | 800 | 1 Years
|  | Slide Shelf | R-SS-60-B | Slide Shelf Depth 600 | 780 | 1300 | 1 Years
|  |  | R-SS-80-B | Slide Shelf Depth 800 | 1020 | 1700 | 1 Years
|  |  | R-SS-100-B | Slide Shelf Depth 1000 | 1200 | 2000 | 1 Years
Cable Management
|  |  | R-CMH-C | Horizotal Cable Management Panel With Cover | 180 | 300 | 1 Years
|  |  | R-CMH-R | Horizotal Cable Management Ring Panel | 210 | 350 | 1 Years
|  |  | R-CMV32 | Vertical Cable Management 32U | 900 | 1500 | 1 Years
|  |  | R-CMV42 | Vertical Cable Management 42U | 1020 | 1700 | 1 Years
|  |  | R-CMV47 | Vertical Cable Management 47U | 1200 | 2000 | 1 Years
Nut M6
|  |  | R-NUT-M6 | Screw+Nut M6, Plastic Washer | 3.6 | 6 | 1 Years
|  |  | R-KTS-011 | Din Rail Termostat 250VAC, 10A | 174 | 290 | 1 Years
|  |  | R-EW35 | Plastic Din Stopper | 10.2 | 17 | 1 Years